## Sheet1
Object ID | Object Description | Item Class Name | Final Process Object
553-IR-0800 | Flame IR Detector, SB, Laydown Area Module, Main Deck, Under TS 151 | Flame detector | DS001.01
553-IR-0801 | Flame IR Detector, SB, Laydown Area Module, Main Deck, Under TS 151 | Flame detector | DS001.01
553-IR-0802 | Flame IR Detector, SB, Laydown Area Module, Main Deck, Under TS 151 | Flame detector | DS001.01
553-IR-0803 | Flame IR Detector, SB, Laydown Area Module, Main Deck, Under TS 151 | Flame detector | DS001.01
553-IR-0804 | Flame IR Detector, SB, Laydown Area Module, Main Deck, Under TS 151 | Flame detector | DS001.01
553-IR-3228 | Flame IR Detector, SB, Laydown Area Module | Flame detector | DS001.01
553-IR-0820 | Flame IR Detector, Pwr Gen 2, Power Generation 2 Module, Main Deck, Under TS 032 | Flame detector | DS001.01
553-IR-0821 | Flame IR Detector, Pwr Gen 2, Power Generation 2 Module, Main Deck, Under TS 032 | Flame detector | DS001.01
553-IR-0822 | Flame IR Detector, Pwr Gen 2, Power Generation 2 Module, Main Deck, Under TS 032 | Flame detector | DS001.01
553-IR-0823 | Flame IR Detector, Pwr Gen 2, Power Generation 2 Module, Main Deck, Under TS 032 | Flame detector | DS001.01
553-IR-0840 | Flame IR Detector, Pwr Gen 1, Power Generation 1 Module, Main Deck, Under TS 031 | Flame detector | DS001.01
553-IR-0841 | Flame IR Detector, Pwr Gen 1, Power Generation 1 Module, Main Deck, Under TS 031 | Flame detector | DS001.01
553-IR-0842 | Flame IR Detector, Pwr Gen 1, Power Generation 1 Module, Main Deck, Under TS 031 | Flame detector | DS001.01
553-IR-0660 | Flame IR Detector, Metering Package 664-PKFI-7100, Main Deck, Under TS 170 | Flame detector | DS001.01
553-IR-0661 | Flame IR Detector, Metering Package 664-PKFI-7100, Main Deck, Under TS 170 | Flame detector | DS001.01
553-IR-0662 | Flame IR Detector, Metering Package 664-PKFI-7100, Main Deck, Under TS 170 | Flame detector | DS001.01
553-IR-0667 | Flame IR Detector, Metering Package 664-PKFI-7100, Main Deck, Under TS 170 | Flame detector | DS001.01
553-IR-0670 | Flame IR Detector, Metering Package 664-PKFI-7100, Main Deck, Under TS 170 | Flame detector | DS001.01
553-IR-0860 | Flame IR Detector, SB, AUX. Laydown Module, Main Deck, Under TS 152 | Flame detector | DS001.01
553-IR-0861 | Flame IR Detector, SB, AUX. Laydown Module, Main Deck, Under TS 152 | Flame detector | DS001.01
553-IR-0862 | Flame IR Detector, SB, AUX. Laydown Module, Main Deck, Under TS 152 | Flame detector | DS001.01
553-IR-0863 | Flame IR Detector, SB, AUX. Laydown Module, Main Deck, Under TS 152 | Flame detector | DS001.01
553-IR-0864 | Flame IR Detector, SB, AUX. Laydown Module, Main Deck, Under TS 152 | Flame detector | DS001.01
553-IR-6692 | Flame IR Detector, PI Manifold, Riser and Manifold 4 Module | Flame detector | DS001.01
553-IR-0620 | Flame IR Detector, Module TS061, Main Deck, Under TS 061 | Flame detector | DS001.01
553-IR-0621 | Flame IR Detector, Module TS061, Main Deck, Under TS 061 | Flame detector | DS001.01
553-IR-0624 | Flame IR Detector, Module TS061, Main Deck, Under TS 061 | Flame detector | DS001.01
553-IR-0625 | Flame IR Detector, Module TS061, Main Deck, Under TS 061 | Flame detector | DS001.01
553-IR-0640 | Flame IR Detector, Module TS062, Main Deck, Under TS 062 | Flame detector | DS001.01
553-IR-0641 | Flame IR Detector, Module TS062, Main Deck, Under TS 062 | Flame detector | DS001.01
553-IR-0642 | Flame IR Detector, Module TS062, Main Deck, Under TS 062 | Flame detector | DS001.01
553-IR-0643 | Flame IR Detector, Module TS062, Main Deck, Under TS 062 | Flame detector | DS001.01
553-IR-0644 | Flame IR Detector, Module TS062, Main Deck, Under TS 062 | Flame detector | DS001.01
553-GIR-0680 | Gas Detector, Offloading Unit, Forecastle, Fire Zone 16 (PS) | Hydrocarbon Gas Detector | DS001.02
553-GIR-0880 | Gas Detector, Offloading Unit, Forecastle, Fire Zone 16 (SB) | Hydrocarbon Gas Detector | DS001.02
553-GIR-0881 | Gas Detector, Offloading Unit, Forecastle, Fire Zone 16 (SB) | Hydrocarbon Gas Detector | DS001.02
553-GIR-2004 | Gas Detector, Mooring and Subsea HPU Module, Main Deck Fwd | Hydrocarbon Gas Detector | DS001.02
553-GIR-2005 | Gas Detector, Mooring and Subsea HPU Module, Main Deck Fwd | Hydrocarbon Gas Detector | DS001.02
553-GIR-2006 | Gas Detector, Mooring and Subsea HPU Module, Main Deck Fwd | Hydrocarbon Gas Detector | DS001.02
553-GIR-2103 | Gas Detector, Flare Tower Module, Main Deck Fwd | Hydrocarbon Gas Detector | DS001.02
553-GIR-2104 | Gas Detector, Flare Tower Module, Main Deck Fwd | Hydrocarbon Gas Detector | DS001.02
553-GTX-0867 | Gas Detector, Aux. Aft. Laydown, Main Deck, Under TS 152 | Hydrocarbon Gas Detector | DS001.02
553-GTX-0868 | Gas Detector, Aux. Aft. Laydown, Main Deck, Under TS 152 | Hydrocarbon Gas Detector | DS001.02
553-GTX-0508 | Gas Detector, Flare KO Drum & Chemical Injection Module, Main Deck, Under TS 051 | Hydrocarbon Gas Detector | DS001.01
553-GTX-0526 | Gas Detector, LPGC 2, MGC A/B & Injection Compression Module, Main Deck, Under TS 013 | Hydrocarbon Gas Detector | DS001.01
553-GTX-3879 | Gas Detector, LPGC 2, MGC A/B & Injection Compression Module | Hydrocarbon Gas Detector | DS001.01
553-GTX-0729 | Gas Detector, CO2/SB, Fuel Gas Treatment Module, Main Deck, Under TS 024 | Hydrocarbon Gas Detector | DS001.01
553-GIR-0746 | Gas Detector, FWD Crane Pedestal | Hydrocarbon Gas Detector | DS001.01
553-GIR-0541 | Gas Detector, LPGC 1, MGC A/B & Injection Compression Module, Main Deck, Under TS 012 | Hydrocarbon Gas Detector | DS001.01
553-GIR-0543 | Gas Detector, LPGC 1, MGC A/B & Injection Compression Module, Main Deck, Under TS 012 | Hydrocarbon Gas Detector | DS001.01
553-GIR-0544 | Gas Detector, LPGC 1, MGC A/B & Injection Compression Module, Main Deck, Under TS 012 | Hydrocarbon Gas Detector | DS001.01
553-GIR-0545 | Gas Detector, LPGC 1, MGC A/B & Injection Compression Module, Main Deck, Under TS 012 | Hydrocarbon Gas Detector | DS001.01
553-GTX-0546 | Gas Detector, LPGC 1, MGC A/B & Injection Compression Module, Main Deck, Under TS 012 | Hydrocarbon Gas Detector | DS001.01
553-GTX-2796 | Gas Detector, LPGC 1, MGC A/B & Injection Compression Module, Level 3 | Hydrocarbon Gas Detector | DS001.01
553-GIR-2773 | Gas Detector, LPGC 1, MGC A/B & Injection Compression Module, Level 2 | Hydrocarbon Gas Detector | DS001.01
553-GIR-0742 | Gas Detector, LP Separator, LP Separation Module, Main Deck, Under TS 002 | Hydrocarbon Gas Detector | DS001.01
553-GIR-0743 | Gas Detector, LP Separator, LP Separation Module, Main Deck, Under TS 002 | Hydrocarbon Gas Detector | DS001.01
553-GTX-0744 | Gas Detector, LP Separator, LP Separation Module, Main Deck, Under TS 002 | Hydrocarbon Gas Detector | DS001.01
553-GTX-0567 | Gas Detector, MGC/IGC, TEG Regen & Inj Compression Module, Main Deck, Under TS 011 | Hydrocarbon Gas Detector | DS001.01
553-GIR-3059 | Gas Detector, Vapour Recovery, Gas Conditioning Module, Level 1 | Hydrocarbon Gas Detector | DS001.01
553-GTX-3061 | Gas Detector, Vapour Recovery, Gas Conditioning Module, Level 1 | Hydrocarbon Gas Detector | DS001.01
553-GTX-3070 | Gas Detector, Vapour Recovery, Gas Conditioning Module, Level 1 | Hydrocarbon Gas Detector | DS001.01
553-GTX-0764 | Gas Detector, Vapour Recovery, Gas Conditioning Module, Main Deck, Under TS 021 | Hydrocarbon Gas Detector | DS001.01
553-GIR-0583 | Gas Detector, HP Separator, HP Separation Module, Main Deck, Under TS 001 | Hydrocarbon Gas Detector | DS001.01
553-GIR-0584 | Gas Detector, HP Separator, HP Separation Module, Main Deck, Under TS 001 | Hydrocarbon Gas Detector | DS001.01
553-GIR-0585 | Gas Detector, HP Separator, HP Separation Module, Main Deck, Under TS 001 | Hydrocarbon Gas Detector | DS001.01
553-GIR-0586 | Gas Detector, HP Separator, HP Separation Module, Main Deck, Under TS 001 | Hydrocarbon Gas Detector | DS001.01
553-GTX-0588 | Gas Detector, HP Separator, HP Separation Module, Main Deck, Under TS 001 | Hydrocarbon Gas Detector | DS001.01
553-GIR-0783 | Gas Detector, Chemical Injection Module, Main Deck, Under TS 101 | Hydrocarbon Gas Detector | DS001.01
553-GIR-0784 | Gas Detector, Chemical Injection Module, Main Deck, Under TS 101 | Hydrocarbon Gas Detector | DS001.01
553-GTX-0788 | Gas Detector, Chemical Injection Module, Main Deck, Under TS 101 | Hydrocarbon Gas Detector | DS001.01
553-GIR-0604 | Gas Detector, Water Injection and Utilities Module, Main Deck, Under TS 091 | Hydrocarbon Gas Detector | DS001.01
553-GIR-0605 | Gas Detector, Water Injection and Utilities Module, Main Deck, Under TS 091 | Hydrocarbon Gas Detector | DS001.01
553-GIR-0606 | Gas Detector, Water Injection and Utilities Module, Main Deck, Under TS 091 | Hydrocarbon Gas Detector | DS001.01
553-GIR-0607 | Gas Detector, Water Injection and Utilities Module, Main Deck, Under TS 091 | Hydrocarbon Gas Detector | DS001.01
553-GTX-0608 | Gas Detector, Water Injection and Utilities Module, Main Deck, Under TS 091 | Hydrocarbon Gas Detector | DS001.01
553-GIR-0812 | Gas Detector, Knuckle Boom Crane Pedestal, AFT PS | Hydrocarbon Gas Detector | DS001.01
553-GIR-3220 | Gas Detector, AFT Offloading | Hydrocarbon Gas Detector | DS001.01
553-GIR-3221 | Gas Detector, AFT Offloading | Hydrocarbon Gas Detector | DS001.01
553-GIR-3229 | Gas Detector, AFT Offloading | Hydrocarbon Gas Detector | DS001.01
553-GIR-0805 | Gas Detector, SB, Laydown Area Module, Main Deck, Under TS 151 | Hydrocarbon Gas Detector | DS001.01
553-GIR-0806 | Gas Detector, SB, Laydown Area Module, Main Deck, Under TS 151 | Hydrocarbon Gas Detector | DS001.01
553-GTX-0808 | Gas Detector, SB, Laydown Area Module, Main Deck, Under TS 151 | Hydrocarbon Gas Detector | DS001.01
553-GTX-0827 | Gas Detector, Pwr Gen 2, Power Generation 2 Module, Main Deck, Under TS 032 | Hydrocarbon Gas Detector | DS001.01
553-GIR-6221 | Gas Detector, Pwr Gen 1, Power Generation 1 Module | Hydrocarbon Gas Detector | DS001.01
553-GIR-6222 | Gas Detector, Pwr Gen 1, Power Generation 1 Module | Hydrocarbon Gas Detector | DS001.01
553-GIR-6223 | Gas Detector, Pwr Gen 1, Power Generation 1 Module | Hydrocarbon Gas Detector | DS001.01
553-GIR-0843 | Gas Detector, Pwr Gen 1, Power Generation 1 Module, Main Deck, Under TS 031 | Hydrocarbon Gas Detector | DS001.01
553-GIR-0844 | Gas Detector, Pwr Gen 1, Power Generation 1 Module, Main Deck, Under TS 031 | Hydrocarbon Gas Detector | DS001.01
553-GTX-0845 | Gas Detector, Pwr Gen 1, Power Generation 1 Module, Main Deck, Under TS 031 | Hydrocarbon Gas Detector | DS001.01
553-GIR-0663 | Gas Detector, Metering Package 664-PKFI-7100, Main Deck, Under TS 170 | Hydrocarbon Gas Detector | DS001.01
553-GIR-0664 | Gas Detector, Metering Package 664-PKFI-7100, Main Deck, Under TS 170 | Hydrocarbon Gas Detector | DS001.01
553-GIR-0665 | Gas Detector, Metering Package 664-PKFI-7100, Main Deck, Under TS 170 | Hydrocarbon Gas Detector | DS001.01
553-GIR-0666 | Gas Detector, Metering Package 664-PKFI-7100, Main Deck, Under TS 170 | Hydrocarbon Gas Detector | DS001.01
553-GTX-0668 | Gas Detector, Metering Package 664-PKFI-7100, Main Deck, Under TS 170 | Hydrocarbon Gas Detector | DS001.01
553-GIR-1555 | Duct Type Gas Detectors GIR Ex - Force Ventilation Air Intake of Laundry Room | Hydrocarbon Gas Detector | DS001.01
553-GIR-1556 | Duct Type Gas Detectors GIR Ex - Force Ventilation Air Intake of Laundry Room | Hydrocarbon Gas Detector | DS001.01
553-GTX-7251 | Gas Detector, PI Manifold, Riser and Manifold 3 Module | Hydrocarbon Gas Detector | DS001.01
553-GTX-7473 | Gas Detector, PI Manifold, Riser and Manifold 1 Module | Hydrocarbon Gas Detector | DS001.01
553-GTX-7474 | Gas Detector, PI Manifold, Riser and Manifold 1 Module | Hydrocarbon Gas Detector | DS001.01
553-GIR-7109 | Gas Detector, PI Manifold, Riser and Manifold 4 Module | Hydrocarbon Gas Detector | DS001.01
553-GIR-6156 | Gas Detector, Seawater Treatment 1 Module, Level 1 | Hydrocarbon Gas Detector | DS001.01
553-GIR-6157 | Gas Detector, Seawater Treatment 1 Module, Level 1 | Hydrocarbon Gas Detector | DS001.01
776-LST-0014 | Level Safety Transmitter, 776-VESE-0001 | Transmitter, Level | SD002.03.03
553-GIR-0626 | Gas Detector, Seawater Treatment 1 Module, Main Deck, Under TS 061 | Hydrocarbon Gas Detector | DS001.01
553-GIR-0627 | Gas Detector, Seawater Treatment 1 Module, Main Deck, Under TS 061 | Hydrocarbon Gas Detector | DS001.01
553-GRX-0628 | Gas Detector, Seawater Treatment 1 Module, Main Deck, Under TS 061 | Hydrocarbon Gas Detector | DS001.02
553-GTX-0628 | Gas Detector, Seawater Treatment 1 Module, Main Deck, Under TS 061 | Hydrocarbon Gas Detector | DS001.01
553-GIR-0645 | Gas Detector, Seawater Treatment 2 Module, Main Deck, Under TS 062 | Hydrocarbon Gas Detector | DS001.01
553-GIR-0646 | Gas Detector, Seawater Treatment 2 Module, Main Deck, Under TS 062 | Hydrocarbon Gas Detector | DS001.01
553-GIR-0647 | Gas Detector, Seawater Treatment 2 Module, Main Deck, Under TS 062 | Hydrocarbon Gas Detector | DS001.01
553-GIR-0648 | Gas Detector, Seawater Treatment 2 Module, Main Deck, Under TS 062 | Hydrocarbon Gas Detector | DS001.01
553-GTX-0651 | Gas Detector, Seawater Treatment 2 Module, Main Deck, Under TS 062 | Hydrocarbon Gas Detector | DS001.01
553-GIR-6151 | Gas Detector, Seawater Treatment 1 Module, Level 1 | Hydrocarbon Gas Detector | DS001.01
553-GIR-6152 | Gas Detector, Seawater Treatment 1 Module, Level 1 | Hydrocarbon Gas Detector | DS001.01
553-GIR-6153 | Gas Detector, Seawater Treatment 1 Module, Level 1 | Hydrocarbon Gas Detector | DS001.01
553-GIR-6154 | Gas Detector, Seawater Treatment 1 Module, Level 1 | Hydrocarbon Gas Detector | DS001.01
553-GIR-6155 | Gas Detector, Seawater Treatment 1 Module, Level 1 | Hydrocarbon Gas Detector | DS001.01
553-IR-0601 | Flame IR Detector, Water Injection and Utilities Module, Main Deck, Under TS 091 | Flame detector | DS001.01
553-IR-0602 | Flame IR Detector, Water Injection and Utilities Module, Main Deck, Under TS 091 | Flame detector | DS001.01
553-IR-0603 | Flame IR Detector, Water Injection and Utilities Module, Main Deck, Under TS 091 | Flame detector | DS001.01
553-IR-0610 | Flame IR Detector, Water Injection and Utilities Module, Main Deck, Under TS 091 | Flame detector | DS001.01
333-EMERG-LIGHT | EMERGENCY LIGHTING | System, Lighting (obsolete) -> EFLF | ER001.01
553-GDHS-0681 | Gas Detector, H2S, FWD Offloading Area | Toxic Gas Detector | DS001.02
553-GDHS-2797 | Gas Detector, H2S, LPGC 1, MGC A/B & Injection Compression Module, Pancake Level | Toxic Gas Detector | DS001.02
553-GDHS-2798 | Gas Detector, H2S, LPGC 1, MGC A/B & Injection Compression Module, Pancake Level | Toxic Gas Detector | DS001.02
553-GDHS-2799 | Gas Detector, H2S, LPGC 1, MGC A/B & Injection Compression Module, Pancake Level | Toxic Gas Detector | DS001.02
553-GDHS-3882 | Gas Detector, H2S, LPGC 2, MGC A/B & Injection Compression Module, Pancake Level | Toxic Gas Detector | DS001.02
553-GDHS-3883 | Gas Detector, H2S, LPGC 2, MGC A/B & Injection Compression Module, Pancake Level | Toxic Gas Detector | DS001.02
553-GDHS-3348 | Gas Detector, H2S, HP Separator, HP Separation Module, Pancake Level | Toxic Gas Detector | DS001.02
553-GDHS-3349 | Gas Detector, H2S, HP Separator, HP Separation Module, Pancake Level | Toxic Gas Detector | DS001.02
553-GDHS-3350 | Gas Detector, H2S, HP Separator, HP Separation Module, Pancake Level | Toxic Gas Detector | DS001.02
553-GDHS-3551 | Gas Detector, H2S, WI & Utilities Module, Pancake Level | Toxic Gas Detector | DS001.02
553-GDHS-3552 | Gas Detector, H2S, WI & Utilities Module, Pancake Level | Toxic Gas Detector | DS001.02
553-GDHS-3553 | Gas Detector, H2S, WI & Utilities Module, Pancake Level | Toxic Gas Detector | DS001.02
553-GDHS-3554 | Gas Detector, H2S, WI & Utilities Module, Pancake Level | Toxic Gas Detector | DS001.02
553-GDHS-3555 | Gas Detector, H2S, WI & Utilities Module, Pancake Level | Toxic Gas Detector | DS001.02
553-GDHS-3222 | Gas Detector, H2S, AFT Offloading Area | Toxic Gas Detector | DS001.02
553-GDHS-6162 | Gas Detector, H2S, Seawater Treatment 1 Module, Level 1 | Toxic Gas Detector | DS001.02
553-GDHS-6163 | Gas Detector, H2S, Seawater Treatment 1 Module, Level 1 | Toxic Gas Detector | DS001.02
553-GDHS-6164 | Gas Detector, H2S, Seawater Treatment 1 Module, Level 1 | Toxic Gas Detector | DS001.02
553-GDHS-6165 | Gas Detector, H2S, Seawater Treatment 1 Module, Level 1 | Toxic Gas Detector | DS001.02
553-GDCD-5600 | Gas Detector, CO2, Accomodation Top Deck | Gas Detector, other | DS001.02
553-GDCD-5601 | Gas Detector, CO2, Accomodation Top Deck | Gas Detector, other | DS001.02
553-GDCD-5602 | Gas Detector, CO2, Accomodation Top Deck | Gas Detector, other | DS001.02
553-GDCD-5603 | Gas Detector, CO2, Accomodation Top Deck | Gas Detector, other | DS001.02
553-IR-2002 | Flame Detector, Mooring and Subsea HPU Module, Main Deck Fwd, Infra-red | Flame detector | DS001.01
553-IR-2003 | Flame Detector, Mooring and Subsea HPU Module, Main Deck Fwd, Infra-red | Flame detector | DS001.01
553-IR-2013 | Flame Detector, Mooring and Subsea HPU Module, Main Deck Fwd, Infra-red | Flame detector | DS001.01
553-IR-2101 | Flame Detector, Flare Tower Module, Main Deck Fwd, Infra-red | Flame detector | DS001.01
553-IR-2106 | Flame Detector, Flare Tower Module, Main Deck Fwd, Infra-red | Flame detector | DS001.01
553-IR-2108 | Flame Detector, Flare Tower Module, Main Deck Fwd, Infra-red | Flame detector | DS001.01
553-IR-0500 | Flame IR Detector, Flare KO Drum & Chemical Injection Module, Main Deck, Under TS 051 | Flame detector | DS001.01
553-IR-0501 | Flame IR Detector, Flare KO Drum & Chemical Injection Module, Main Deck, Under TS 051 | Flame detector | DS001.01
553-IR-0502 | Flame IR Detector, Flare KO Drum & Chemical Injection Module, Main Deck, Under TS 051 | Flame detector | DS001.01
553-IR-0700 | Flame IR Detector, CO2 Compressor, CO2 Compression Module, Main Deck, Under TS 017 | Flame detector | DS001.01
553-IR-0701 | Flame IR Detector, CO2 Compressor, CO2 Compression Module, Main Deck, Under TS 017 | Flame detector | DS001.01
553-IR-0702 | Flame IR Detector, CO2 Compressor, CO2 Compression Module, Main Deck, Under TS 017 | Flame detector | DS001.01
553-IR-0703 | Flame IR Detector, CO2 Compressor, CO2 Compression Module, Main Deck, Under TS 017 | Flame detector | DS001.01
553-IR-0520 | Flame IR Detector, LPGC 2, MGC A/B & Injection Compression Module, Main Deck, Under TS 013 | Flame detector | DS001.01
553-IR-0521 | Flame IR Detector, LPGC 2, MGC A/B & Injection Compression Module, Main Deck, Under TS 013 | Flame detector | DS001.01
553-IR-0527 | Flame IR Detector, LPGC 2, MGC A/B & Injection Compression Module, Main Deck, Under TS 013 | Flame detector | DS001.01
553-IR-0528 | Flame IR Detector, LPGC 2, MGC A/B & Injection Compression Module, Main Deck, Under TS 013 | Flame detector | DS001.01
553-IR-0720 | Flame IR Detector, CO2/SB, Fuel Gas Treatment Module,Main Deck, Under TS 024 | Flame detector | DS001.01
553-IR-0721 | Flame IR Detector, CO2/SB, Fuel Gas Treatment Module,Main Deck, Under TS 024 | Flame detector | DS001.01
553-IR-0724 | Flame IR Detector, CO2/SB, Fuel Gas Treatment Module,Main Deck, Under TS 024 | Flame detector | DS001.01
553-IR-0726 | Flame IR Detector, CO2/SB, Fuel Gas Treatment Module,Main Deck, Under TS 024 | Flame detector | DS001.01
553-IR-2733 | Flame IR Detector, LPGC 1, MGC A/B & Injection Compression Module, Level 2 | Flame detector | DS001.01
553-IR-3823 | Flame IR Detector, LPGC 1, MGC A/B & Injection Compression Module, Pancake Level | Flame detector | DS001.01
553-IR-3824 | Flame IR Detector, LPGC 1, MGC A/B & Injection Compression Module, Pancake Level | Flame detector | DS001.01
553-IR-0540 | Flame IR Detector, LPGC 1, MGC A/B & Injection Compression Module, Main Deck, Under TS 012 | Flame detector | DS001.01
553-IR-0542 | Flame IR Detector, LPGC 1, MGC A/B & Injection Compression Module, Main Deck, Under TS 012 | Flame detector | DS001.01
553-IR-0547 | Flame IR Detector, LPGC 1, MGC A/B & Injection Compression Module, Main Deck, Under TS 012 | Flame detector | DS001.01
553-IR-2843 | Flame IR Detector, LP Separator, LP Separation Module, Level 2 | Flame detector | DS001.01
553-IR-0740 | Flame IR Detector, LP Separator, LP Separation Module, Main Deck, Under TS 002 | Flame detector | DS001.01
553-IR-0741 | Flame IR Detector, LP Separator, LP Separation Module, Main Deck, Under TS 002 | Flame detector | DS001.01
553-IR-0747 | Flame IR Detector, LP Separator, LP Separation Module, Main Deck, Under TS 002 | Flame detector | DS001.01
553-IR-0560 | Flame IR Detector, MGC/IGC, TEG Regen & Inj Compression Module, Main Deck, Under TS 011 | Flame detector | DS001.01
553-IR-0561 | Flame IR Detector, MGC/IGC, TEG Regen & Inj Compression Module, Main Deck, Under TS 011 | Flame detector | DS001.01
553-IR-0562 | Flame IR Detector, MGC/IGC, TEG Regen & Inj Compression Module, Main Deck, Under TS 011 | Flame detector | DS001.01
553-IR-0563 | Flame IR Detector, MGC/IGC, TEG Regen & Inj Compression Module, Main Deck, Under TS 011 | Flame detector | DS001.01
553-IR-2942 | Flame IR Detector, Vapour Recovery, Gas Conditioning Module, Level 1 | Flame detector | DS001.01
553-IR-3027 | Flame IR Detector, Vapour Recovery, Gas Conditioning Module, Level 1 | Flame detector | DS001.01
553-IR-0760 | Flame IR Detector, Vapour Recovery, Gas Conditioning Module, Main Deck, Under TS 021 | Flame detector | DS001.01
553-IR-0761 | Flame IR Detector, Vapour Recovery, Gas Conditioning Module, Main Deck, Under TS 021 | Flame detector | DS001.01
553-IR-0763 | Flame IR Detector, Vapour Recovery, Gas Conditioning Module, Main Deck, Under TS 021 | Flame detector | DS001.01
553-IR-0580 | Flame IR Detector, HP Separator, HP Separation Module, Main Deck, Under TS 001 | Flame detector | DS001.01
553-IR-0581 | Flame IR Detector, HP Separator, HP Separation Module, Main Deck, Under TS 001 | Flame detector | DS001.01
553-IR-0582 | Flame IR Detector, HP Separator, HP Separation Module, Main Deck, Under TS 001 | Flame detector | DS001.01
553-IR-0587 | Flame IR Detector, HP Separator, HP Separation Module, Main Deck, Under TS 001 | Flame detector | DS001.01
553-IR-0780 | Flame IR Detector, Chemical Injection Module, Main Deck, Under TS 101 | Flame detector | DS001.01
553-IR-0781 | Flame IR Detector, Chemical Injection Module, Main Deck, Under TS 101 | Flame detector | DS001.01
553-IR-0782 | Flame IR Detector, Chemical Injection Module, Main Deck, Under TS 101 | Flame detector | DS001.01
553-IR-0786 | Flame IR Detector, Chemical Injection Module, Main Deck, Under TS 101 | Flame detector | DS001.01
553-IR-0600 | Flame IR Detector, Water Injection and Utilities Module, Main Deck, Under TS 091 | Flame detector | DS001.01
TS043-STRUCTURE | Riser Piping Manifold 3 |  | SI004.01
TS044-STRUCTURE | Riser Piping Manifold 4 |  | SI004.01
TS045-STRUCTURE | Riser Winch Support |  | SI004.01
TS051-STRUCTURE | Flare Knockout Drum and Teg Regeneration |  | SI004.01
TS052-STRUCTURE | Flare Tower |  | SI004.01
TS061-STRUCTURE | Seawater and Produced Water Treatment 1 |  | SI004.01
TS062-STRUCTURE | Seawater Treatment 2 |  | SI004.01
TS091-STRUCTURE | Water Injection and Utilities |  | SI004.01
TS101-STRUCTURE | Chemical Injection |  | SI004.01
TS130-STRUCTURE | Local Equipment Room |  | SI004.01
TS151-STRUCTURE | Starboard Laydown AFT |  | SI004.01
TS152-STRUCTURE | Auxiliary Starboard Laydown AFT |  | SI004.01
TS170-STRUCTURE | Metering Unit |  | SI004.01
VE202-STRUCTURE | Mooring and Subsea HPU |  | SI004.01
331-PSV-5501 | Pressure Safety Valve, Gaseous FiFi Package FWD | PSV-Conventional | 0
331-PSV-6501 | Pressure Safety Valve, Gaseous FiFi Package AFT | PSV-Conventional | 0
TS001-STRUCTURE | HP Separation |  | SI004.01
TS002-STRUCTURE | LP Separation |  | SI004.01
TS011-STRUCTURE | Main / Injection Gas Compression A and Gas Dehydration |  | SI004.01
TS012-STRUCTURE | Main / Injection Gas Compression B and LP Gas Compressor A |  | SI004.01
TS013-STRUCTURE | Main / Injection Gas Compression C and LP Gas Compressor B |  | SI004.01
TS017-STRUCTURE | CO2 Compression |  | SI004.01
TS021-STRUCTURE | Vapor Recovery Unit and Starboard Laydown FWD |  | SI004.01
TS024-STRUCTURE | CO2 Membrane and Starboard Laydown FWD |  | SI004.01
TS031-STRUCTURE | Power Generation 1 |  | SI004.01
TS032-STRUCTURE | Power Generation 2 |  | SI004.01
TS041-STRUCTURE | Riser Piping Manifold 1 |  | SI004.01
TS042-STRUCTURE | Riser Piping Manifold 2 |  | SI004.01
556-NAWK-1002 | Windsock, Illuminated, Mast, Top Deck | Windsock | PS001.03
119-PSV-3109-1 | Pressure Safety Valve, 1.5", Discharge, Re-Circulation Pump 1, Subsea HPU | PSV-Conventional | PC005.01.01
119-PSV-3109-2 | Pressure Safety Valve, 1.5", Discharge, Re-Circulation Pump 2, Subsea HPU | PSV-Conventional | PC005.01.01
565-CMDF-7164 | 24-Port MM FO Patch Panel, TS130 | FPSO | ER003.02
565-CMDF-7163 | 24-Port MM FO Patch Panel 2, TS130 | FPSO | ER003.02
565-CMDD-7064 | 24-Port CAT 6 U/UTP RJ45 Patch Panel, Main Deck | FPSO | ER003.02
565-CMDD-7063 | 24-Port CAT 6 U/UTP RJ45 Patch Panel, Nav Deck | FPSO | ER003.02
565-CMXB-7125 | E-POB EX Door Access Card Reader, FWD Main Deck | FPSO | ER003.02
565-CMXB-7126 | E-POB EX Door Access Card Reader, FWD Main Deck | FPSO | ER003.02
565-CMXB-7127 | E-POB EX Door Access Card Reader, FWD Main Deck | FPSO | ER003.02
565-CMXB-7128 | E-POB EX Door Access Card Reader, FWD Main Deck | FPSO | ER003.02
565-CMXB-7129 | E-POB Door Access Card Reader, Main Deck | FPSO | ER003.02
565-CMXB-7130 | E-POB Door Access Card Reader, Main Deck | FPSO | ER003.02
565-CMXB-7131 | E-POB Door Access Card Reader, Main Deck | FPSO | ER003.02
565-CMXB-7132 | E-POB Door Access Card Reader, Main Deck | FPSO | ER003.02
565-CMXB-7133 | E-POB Door Access Card Reader, Main Deck | FPSO | ER003.02
565-CMXB-7134 | E-POB Door Access Card Reader, Main Deck | FPSO | ER003.02
565-CMXB-7135 | E-POB Door Access Card Reader, Main Deck | FPSO | ER003.02
565-CMXB-7136 | E-POB Door Access Card Reader, Main Deck | FPSO | ER003.02
565-CMXB-7137 | E-POB Door Access Card Reader, Main Deck | FPSO | ER003.02
553-IR-0682 | Flame IR Detector, Offloading Unit, Forecastle, Fire Zone 16 (PS) | Flame detector | DS001.01
550-IDS-2434 | Intrusion Detection System Server - IDSS | ICSS (system) | SD002.03
566-CMRM-5425 | Crane Radio Control Unit | Radio System | ER003.02
SIF001/A | Prod P1 Inhibit Open Riser SDV | End To End SIF Loop | SD002.03.07
SIF001/B | Prod P2 Inhibit Open Riser SDV | End To End SIF Loop | SD002.03.07
SIF001/C | Prod P3 Inhibit Open Riser SDV | End To End SIF Loop | SD002.03.07
SIF001/D | Prod P4 Inhibit Open Riser SDV | End To End SIF Loop | SD002.03.07
SIF001/E | Prod P5 Inhibit Open Riser SDV | End To End SIF Loop | SD002.03.07
SIF001/F | Prod P6 Inhibit Open Riser SDV | End To End SIF Loop | SD002.03.07
SIF001/G | Prod P7 Inhibit Open Riser SDV | End To End SIF Loop | SD002.03.07
SIF001/H | Prod P8 Inhibit Open Riser SDV | End To End SIF Loop | SD002.03.07
SIF001/I | Prod P9 Inhibit Open Riser SDV | End To End SIF Loop | SD002.03.07
SIF001/J | Prod P10 Inhibit Open Riser SDV | End To End SIF Loop | SD002.03.07
SIF001/K | Prod P11 Inhibit Open Riser SDV | End To End SIF Loop | SD002.03.07
SIF001/L | Prod P12 Inhibit Open Riser SDV | End To End SIF Loop | SD002.03.07
SIF002/A | Prod P1 Inhibit Open Riser SDV | End To End SIF Loop | SD002.03.07
SIF002/B | Prod P2 Inhibit Open Inboard SDV | End To End SIF Loop | SD002.03.07
SIF002/C | Prod P3 Inhibit Open Inboard SDV | End To End SIF Loop | SD002.03.07
SIF002/D | Prod P4 Inhibit Open Inboard SDV | End To End SIF Loop | SD002.03.07
SIF002/E | Prod P5 Inhibit Open Inboard SDV | End To End SIF Loop | SD002.03.07
SIF002/F | Prod P6 Inhibit Open Inboard SDV | End To End SIF Loop | SD002.03.07
SIF002/G | Prod P7 Inhibit Open Inboard SDV | End To End SIF Loop | SD002.03.07
SIF002/H | Prod P8 Inhibit Open Inboard SDV | End To End SIF Loop | SD002.03.07
SIF002/I | Prod P9 Inhibit Open Inboard SDV | End To End SIF Loop | SD002.03.07
SIF002/J | Prod P10 Inhibit Open Inboard SDV | End To End SIF Loop | SD002.03.07
SIF002/K | Prod P11 Inhibit Open Inboard SDV | End To End SIF Loop | SD002.03.07
SIF002/L | Prod P12 Inhibit Open Inboard SDV | End To End SIF Loop | SD002.03.07
SIF003 | Prod Riser Depacking to HP Separator | End To End SIF Loop | SD002.03.07
SIF004 | Prod Riser Depacking to Test Separator | End To End SIF Loop | SD002.03.07
SIF005 | HISEP Riser Depacking to FWKO Drum | End To End SIF Loop | SD002.03.07
SIF006/A | Prod P1 Inhibit Open Prod Diverter SDV | End To End SIF Loop | SD002.03.07
SIF006/B | Prod P2 Inhibit Open Prod Diverter SDV | End To End SIF Loop | SD002.03.07
SIF006/C | Prod P3 Inhibit Open Prod Diverter SDV | End To End SIF Loop | SD002.03.07
SIF006/D | Prod P4 Inhibit Open Prod Diverter SDV | End To End SIF Loop | SD002.03.07
SIF006/E | Prod P5 Inhibit Open Prod Diverter SDV | End To End SIF Loop | SD002.03.07
SIF006/F | Prod P6 Inhibit Open Prod Diverter SDV | End To End SIF Loop | SD002.03.07
SIF006/G | Prod P7 Inhibit Open Prod Diverter SDV | End To End SIF Loop | SD002.03.07
SIF006/H | Prod P8 Inhibit Open Prod Diverter SDV | End To End SIF Loop | SD002.03.07
SIF006/I | Prod P9 Inhibit Open Prod Diverter SDV | End To End SIF Loop | SD002.03.07
SIF006/J | Prod P10 Inhibit Open Prod Diverter SDV | End To End SIF Loop | SD002.03.07
SIF006/K | Prod P11 Inhibit Open Prod Diverter SDV | End To End SIF Loop | SD002.03.07
SIF006/L | Prod P12 Inhibit Open Prod Diverter SDV | End To End SIF Loop | SD002.03.07
SIF007/D | Prod P4 Inhibit Open HISEP Diverter SDV | End To End SIF Loop | SD002.03.07
SIF007/F | Prod P6 Inhibit Open HISEP Diverter SDV | End To End SIF Loop | SD002.03.07
SIF007/K | Prod P11 Inhibit Open HISEP Diverter SDV | End To End SIF Loop | SD002.03.07
SIF007/L | Prod P12 Inhibit Open HISEP Diverter SDV | End To End SIF Loop | SD002.03.07
SIF008 | Inhibit Open Test Manifold SDV | End To End SIF Loop | SD002.03.07
SIF009 | Inhibit Open WAG B Pig Receiver SDV | End To End SIF Loop | SD002.03.07
SIF010A | HP Flare Drum Overfill (Pigging) | End To End SIF Loop | PC005.01.02
SIF010B | HP Flare Drum Overfill (Test Separator) | End To End SIF Loop | PC005.01.02
SIF010C | HP Flare Drum Overfill | End To End SIF Loop | PC005.01.02
SIF010D | HP Flare Drum Overfill (LP Service Pump) | End To End SIF Loop | PC005.01.02
SIF011 | Gas blowby Prod/WAG to LP service pump | End To End SIF Loop | SD002.03.07
SIF012 | HP Flare Drum Overfill (LP Service Pump) | End To End SIF Loop | PC005.01.02
SIF013 | Reverse flow LP Degasser to Wash Water | End To End SIF Loop | SD002.03.07
SIF014 | Gas blowby Test Sep in LP mode (Oil) | End To End SIF Loop | SD002.03.07
SIF015 | Gas blowby Test Sep in LP mode (Water) | End To End SIF Loop | SD002.03.07
SIF016 | Gas blowby LP degasser to Cargo tanks | End To End SIF Loop | SD002.03.07
SIF017 | Gas blowby PW skim vessel to PW tank | End To End SIF Loop | SD002.03.07
SIF018 | Produced Water Tank Overfill | End To End SIF Loop | SD002.03.07
SIF019 | HP Flare Drum Overfill (tube rupture) | End To End SIF Loop | PC005.01.02
SIF021 | Slop tank (P&S) Overfill (Haz. Drain) | End To End SIF Loop | SD002.03.07
SIF022 | Slop tank (P&S) Overfill (Tank Transfer) | End To End SIF Loop | SD002.03.07
SIF023/A | COT 1C Overfill | End To End SIF Loop | SD002.03.07
SIF023/B | COT 2P Overfill | End To End SIF Loop | SD002.03.07
SIF023/C | COT 2C Overfill | End To End SIF Loop | SD002.03.07
SIF023/D | COT 2S Overfill | End To End SIF Loop | SD002.03.07
SIF023/E | COT 3P Overfill | End To End SIF Loop | SD002.03.07
SIF023/F | COT 3C Overfill | End To End SIF Loop | SD002.03.07
SIF023/G | COT 3S Overfill | End To End SIF Loop | SD002.03.07
SIF023/H | COT 4P Overfill | End To End SIF Loop | SD002.03.07
SIF023/I | COT 4C Overfill | End To End SIF Loop | SD002.03.07
SIF023/J | COT 4S Overfill | End To End SIF Loop | SD002.03.07
SIF023/K | COT 5P Overfill | End To End SIF Loop | SD002.03.07
SIF023/L | COT 5C Overfill | End To End SIF Loop | SD002.03.07
SIF023/M | COT 5S Overfill | End To End SIF Loop | SD002.03.07
SIF023/N | COT 6P Overfill | End To End SIF Loop | SD002.03.07
SIF023/O | COT 6C Overfill | End To End SIF Loop | SD002.03.07
SIF023/P | COT 6S Overfill | End To End SIF Loop | SD002.03.07
SIF023/Q | COT 7P Overfill | End To End SIF Loop | SD002.03.07
SIF023/R | COT 7C Overfill | End To End SIF Loop | SD002.03.07
SIF024 | COT 6P Overfill (Tank Transfer) | End To End SIF Loop | SD002.03.07
SIF025 | O2 Content to COT | End To End SIF Loop | SD002.03.07
SIF026 | Loss of Pressure in Press Flare (PCV) | End To End SIF Loop | PC005.01.02
SIF027 | Loss of Pressure in Press Flare (BDV) | End To End SIF Loop | PC005.01.02
SIF028 | Inhibit Open WAG A Depressurization | End To End SIF Loop | SD002.03.07
SIF029 | Inhibit Open WAG B Depressurization | End To End SIF Loop | SD002.03.07
SIF030 | High Pressure in Pressurized Flare | End To End SIF Loop | PC005.01.02
SIF031A | High Level Pressurized Flare Drum - MIGC | End To End SIF Loop | PC005.01.02
SIF031B | High Level Pressurized Flare Drum - WAG | End To End SIF Loop | PC005.01.02
SIF032 | Test Sep. Gas blowby (Well Completion) | End To End SIF Loop | SD002.03.07
SIF033 | Offspec Tank Flash Gas (Well Completion) | End To End SIF Loop | SD002.03.07
SIF034 | Test Sep blocked out. (Well Completion) | End To End SIF Loop | SD002.03.07
SIF035 | Overpressure MGO Circul. Pump suction | End To End SIF Loop | SD002.03.07
SIF036 | Cargo Tank Venting to LP Flare | End To End SIF Loop | SD002.03.07
SIF037 | Low Temperature Interlock HCDP | End To End SIF Loop | SD002.03.07
SIF038 | Low Temperature Interlock IGC KO Drum | End To End SIF Loop | SD002.03.07
SIF039 | GI backflow (EDP Dry Ice Protection) | End To End SIF Loop | SD002.03.07
SIF040 | GL backflow (EDP Dry Ice Protection) | End To End SIF Loop | SD002.03.07
SIF041A | Reverse flow Umbilical to MEG Vessel | End To End SIF Loop | SD002.03.07
SIF041B | Reverse flow Umbilical to MEG PCV | End To End SIF Loop | SD002.03.07
SIF042A | Reverse flow GI/GL/Prod to MEG Vessel | End To End SIF Loop | SD002.03.07
SIF042B | Reverse flow GI/GL/Prod to MEG Vessel | End To End SIF Loop | SD002.03.07
SIF043A-A | Subsea H2S Scavenger backflow | End To End SIF Loop | SD002.03.07
SIF043A-B | Subsea Asphaltene Inhibitor backflow | End To End SIF Loop | SD002.03.07
SIF043A-C | Subsea Demulsifier backflow | End To End SIF Loop | SD002.03.07
SIF043A-D | Subsea Wax Inhibitor backflow | End To End SIF Loop | SD002.03.07
SIF043A-E | Subsea Scale Inhibitor backflow | End To End SIF Loop | SD002.03.07
SIF043B | Subsea Antifoam backflow | End To End SIF Loop | SD002.03.07
SIF044 | Low Temperature Interlock TEG Filters | End To End SIF Loop | SD002.03.07
SIF045 | Low Temperature Interlock GI Manifold | End To End SIF Loop | SD002.03.07
SIF046 | Low Temperature Interlock GL Manifold | End To End SIF Loop | SD002.03.07
SIF047A | P1 Gas Lift Riser Depressurization Rate | End To End SIF Loop | SD002.03.07
SIF047B | P2 Gas Lift Riser Depressurization Rate | End To End SIF Loop | SD002.03.07
SIF047C | P3 Gas Lift Riser Depressurization Rate | End To End SIF Loop | SD002.03.07
SIF047D | P4 Gas Lift Riser Depressurization Rate | End To End SIF Loop | SD002.03.07
SIF047E | P5 Gas Lift Riser Depressurization Rate | End To End SIF Loop | SD002.03.07
SIF047F | P6 Gas Lift Riser Depressurization Rate | End To End SIF Loop | SD002.03.07
SIF047G | P7 Gas Lift Riser Depressurization Rate | End To End SIF Loop | SD002.03.07
SIF047H | P8 Gas Lift Riser Depressurization Rate | End To End SIF Loop | SD002.03.07
SIF047I | P9 Gas Lift Riser Depressurization Rate | End To End SIF Loop | SD002.03.07
SIF047J | P10 Gas Lift Riser Depressurization Rate | End To End SIF Loop | SD002.03.07
SIF047K | P11 Gas Lift Riser Depressurization Rate | End To End SIF Loop | SD002.03.07
SIF047L | P12 Gas Lift Riser Depressurization Rate | End To End SIF Loop | SD002.03.07
773-ZSC-5111-1 | Position/Limit Switch, Closed, Control, 773-VADB-1310 | Position Switch | SD001.01
773-ZSC-5711-1 | Position/Limit Switch, Closed, Control, 773-VADB-1501 | Position Switch | SD001.01
773-ZSC-5111-2 | Position/Limit Switch, Closed, Control, 773-VADB-1310 | Position Switch | SD001.01
773-ZSC-5711-2 | Position/Limit Switch, Closed, Control, 773-VADB-1501 | Position Switch | SD001.01
773-ZSC-5211-1 | Position/Limit Switch, Closed, Control, 773-VADB-1046 | Position Switch | SD001.01
773-ZSC-5811-1 | Position/Limit Switch, Closed, Control, 773-VADB-3001 | Position Switch | SD001.01
773-ZSC-5211-2 | Position/Limit Switch, Closed, Control, 773-VADB-1046 | Position Switch | SD001.01
773-ZSC-5811-2 | Position/Limit Switch, Closed, Control, 773-VADB-3001 | Position Switch | SD001.01
773-ZSC-5311-1 | Position/Limit Switch, Closed, Control, 773-VADB-1091 | Position Switch | SD001.01
773-ZSC-5911-1 | Position/Limit Switch, Closed, Control, 773-VADB-3412 | Position Switch | SD001.01
773-ZSC-5311-2 | Position/Limit Switch, Closed, Control, 773-VADB-1091 | Position Switch | SD001.01
773-ZSC-5911-2 | Position/Limit Switch, Closed, Control, 773-VADB-3412 | Position Switch | SD001.01
773-ZSC-5411-1 | Position/Limit Switch, Closed, Control, 773-VADB-2063 | Position Switch | SD001.01
773-ZSC-6011-1 | Position/Limit Switch, Closed, Control, 773-VADB-3028 | Position Switch | SD001.01
773-ZSC-5411-2 | Position/Limit Switch, Closed, Control, 773-VADB-2063 | Position Switch | SD001.01
773-ZSC-6011-2 | Position/Limit Switch, Closed, Control, 773-VADB-3028 | Position Switch | SD001.01
773-ZSC-5511-1 | Position/Limit Switch, Closed, Control, 773-VADB-2616 | Position Switch | SD001.01
773-ZSC-6111-1 | Position/Limit Switch, Closed, Control, 773-VADB-3050 | Position Switch | SD001.01
773-ZSC-5511-2 | Position/Limit Switch, Closed, Control, 773-VADB-2616 | Position Switch | SD001.01
773-ZSC-6111-2 | Position/Limit Switch, Closed, Control, 773-VADB-3050 | Position Switch | SD001.01
773-ZSC-5611-1 | Position/Limit Switch, Closed, Control, 773-VADB-3305 | Position Switch | SD001.01
773-ZSC-6211-1 | Position/Limit Switch, Closed, Control, 773-VADB-1905 | Position Switch | SD001.01
773-ZSC-5611-2 | Position/Limit Switch, Closed, Control, 773-VADB-3305 | Position Switch | SD001.01
773-ZSC-6211-2 | Position/Limit Switch, Closed, Control, 773-VADB-1905 | Position Switch | SD001.01
124-SDV-5002 | Shutdown Valve, 16", Produced Water To/From Transfer Header | Valve, Shutdown | SD001.01
113-SDV-4009 | Shutdown Valve, 12", Slop Water To COW Header | Valve, Shutdown | SD001.01
663-SDV-2600 | Shutdown Valve, 16", Crude Oil Loading Header, Cargo System Interface | Valve, Shutdown | SD001.01
775-SDV-6113A | Shutdown Valve, 8", Injection Gas To WAG A I1 | Valve, Shutdown | SD001.01
775-SDV-6113B | Shutdown Valve, 8", Injection Gas To WAG B I1 | Valve, Shutdown | SD001.01
775-SDV-6213A | Shutdown Valve, 8", Injection Gas To WAG A I2 | Valve, Shutdown | SD001.01
775-SDV-6213B | Shutdown Valve, 8", Injection Gas To WAG B I2 | Valve, Shutdown | SD001.01
775-SDV-6313A | Shutdown Valve, 8", Injection Gas To WAG A I3 | Valve, Shutdown | SD001.01
775-SDV-6313B | Shutdown Valve, 8", Injection Gas To WAG B I3 | Valve, Shutdown | SD001.01
333-SEBC-0100A | Breathing Air Compressor - PS | BA Compressor | LS003.01.01
333-SEBC-0100B | Breathing Air Compressor - STBD | BA Compressor | LS003.01.01
565-CMC-7050 | E-POB System A Cabinet, Nav Deck | FPSO | ER003.02
565-CMXM-7072 | E-POB Door Access Control Unit, C Deck | FPSO | ER003.02
565-CMXM-7075 | E-POB Door Access Control Unit, A Deck | FPSO | ER003.02
553-IR-0683 | Flame IR Detector, Offloading Unit, Forecastle, Fire Zone 16 | Flame detector | DS001.01
553-GDUL-7305 | Acoustic Gas Detector, FZ 23, Upper Riser Balcony | Hydrocarbon Gas Detector | DS001.02
775-SDV-6413A | Shutdown Valve, 8", Injection Gas To WAG A I4 | Valve, Shutdown | SD001.01
775-SDV-6413B | Shutdown Valve, 8", Injection Gas To WAG B I4 | Valve, Shutdown | SD001.01
775-SDV-6513A | Shutdown Valve, 8", Injection Gas To WAG A I5 | Valve, Shutdown | SD001.01
775-SDV-6513B | Shutdown Valve, 8", Injection Gas To WAG B I5 | Valve, Shutdown | SD001.01
775-SDV-6613A | Shutdown Valve, 8", Injection Gas To WAG A I6 | Valve, Shutdown | SD001.01
775-SDV-6613B | Shutdown Valve, 8", Injection Gas To WAG B I6 | Valve, Shutdown | SD001.01
775-SDV-6713A | Shutdown Valve, 8", Injection Gas To WAG A I7 | Valve, Shutdown | SD001.01
775-SDV-6713B | Shutdown Valve, 8", Injection Gas To WAG B I7 | Valve, Shutdown | SD001.01
776-SDV-0031 | Shutdown Valve, 16" Vent Gas from Cargo Tank, LP Flare Drum | Valve, Shutdown | SD001.01
773-SDV-5121 | Shutdown Valve, 4", Injection Gas To Gas Lift Well P1 | Valve, Shutdown | SD001.01
773-SDV-5221 | Shutdown Valve, 4", Injection Gas To Gas Lift Well P2 | Valve, Shutdown | SD001.01
773-SDV-5321 | Shutdown Valve, 4", Injection Gas To Gas Lift Well P3 | Valve, Shutdown | SD001.01
773-SDV-5421 | Shutdown Valve, 4", Injection Gas To Gas Lift Well P4 | Valve, Shutdown | SD001.01
773-SDV-5521 | Shutdown Valve, 4", Injection Gas To Gas Lift Well P5 | Valve, Shutdown | SD001.01
773-SDV-5621 | Shutdown Valve, 4", Injection Gas To Gas Lift Well P6 | Valve, Shutdown | SD001.01
773-SDV-5721 | Shutdown Valve, 4", Injection Gas To Gas Lift Well P7 | Valve, Shutdown | SD001.01
773-SDV-5821 | Shutdown Valve, 4", Injection Gas To Gas Lift Well P8 | Valve, Shutdown | SD001.01
773-SDV-5921 | Shutdown Valve, 4", Injection Gas To Gas Lift Well P9 | Valve, Shutdown | SD001.01
773-SDV-6021 | Shutdown Valve, 4", Injection Gas To Gas Lift Well P10 | Valve, Shutdown | SD001.01
773-SDV-6121 | Shutdown Valve, 4", Injection Gas To Gas Lift Well P11 | Valve, Shutdown | SD001.01
773-SDV-6221 | Shutdown Valve, 4", Injection Gas To Gas Lift Well P12 | Valve, Shutdown | SD001.01
128-PST-2058-A | Pressure Transmitter, Safety, Shutdown, Subsea Ethanol/MEG Pumps | Transmitter, Pressure | SD002.03.01
128-PST-2058-B | Pressure Transmitter, Safety, Shutdown, Subsea Ethanol/MEG Pumps | Transmitter, Pressure | SD002.03.01
333-SESC-0100 | BA Compressor, Main Deck, Breathing Air Quality, Safety and Lifesaving | BA Compressor | LS003.01.01
333-SEBC-0100 | Breathing Air Compressor, Main Deck, Breathing Area Quality, Safety and Lifesaving | BA Compressor | LS003.01.01
333-BREATHING-AIR | Breathing Area Quality | Breathing Apparatus | LS003.01.01
553-CP-2418 | ICSS Panel, 230VAC, Topsides (FGS/ESD) No 1 Bay B, AER, Main Deck | ICSS Local Control Panel | SD002.01 & SD002.02
553-CP-2419 | ICSS Panel, 230VAC, Topsides (FGS/ESD) No 1 Bay C, AER, Main Deck | ICSS Local Control Panel | SD002.01 & SD002.02
553-GDUL-3076 | Acoustic Gas Detector, FZ 05, VRU Module PK | Hydrocarbon Gas Detector | DS001.02
553-GDUL-7216 | Acoustic Gas Detector, FZ 22, Upper Riser Balcony | Hydrocarbon Gas Detector | DS001.02
553-GDUL-7205 | Acoustic Gas Detector, FZ 22, Upper Riser Balcony | Hydrocarbon Gas Detector | DS001.02
108-HVSF-2801 | Fan, Purge, Transformer room | Fan | IC001.01.01
108-HVSF-2800 | Fan, Purge, LER HVAC room | Fan | IC001.01.01
108-HVSF-2400 | Fan, Air Lock, HVAC room | Fan | IC001.01.01
108-HVSF-2700 | Fan, VFD room | Fan | IC001.01.01
108-HVSF-2600 | Fan, Back up, UPS room | Fan | IC001.01.01
108-VEFP-2700 | Filter, Fan Fresh Air, VFD room | Fan | IC001.01.01
108-VEFP-2400 | Filter, Air Lock Fan Fresh Air, HVAC room | Fan | IC001.01.01
108-VEFP-2300 | Filter, Fan Fresh Air, Transformer room | Fan | IC001.01.01
108-VEFP-2601 | Filter, Back up Fan Fresh Air, UPS room | Fan | IC001.01.01
553-EM-0869 | Push Button, ASD Manual, Laydown SB | Input device on/off Push button | SD002.01 & SD002.02
565-CMDM-7151 | POE Injector, Nav Deck | FPSO | ER003.02
565-CMDM-7168 | POE Injector, Nav Deck | FPSO | ER003.02
565-CMDM-7152 | Fo Media Converter, TS130 | FPSO | ER003.02
565-CMC-7285 | E-POB A Distribution Panel, VE244 | FPSO | ER003.02
565-CMC-7277 | E-POB B Distribution Panel, VE202 | FPSO | ER003.02
565-CMDX-7204 | E-POB A 24-Port Industrial Switch, VE244 | FPSO | ER003.02
565-CMBD-7205 | E-POB A AC/DC PSU, VE244 | FPSO | ER003.02
565-CMDX-7206 | E-POB A 24-Port Industrial Switch, VE202 | FPSO | ER003.02
565-CMDM-7291 | KVM Switch (LCD), Nav Deck | FPSO | ER003.02
565-CMXB-7108 | E-POB Card Reader Programmer, Nav Deck | FPSO | ER003.02
565-CMXB-7109 | E-POB Door Access Card Reader, Nav Deck | FPSO | ER003.02
565-CMDO-7099 | E-POB Data Outlet (IP22), A Deck | FPSO | ER003.02
565-CMXM-7092 | System A EX Wireless AP, B Deck | FPSO | ER003.02
565-CMXM-7093 | System B EX Wireless AP, B Deck | FPSO | ER003.02
565-CMXM-7094 | System A EX Wireless AP, B Deck | FPSO | ER003.02
565-CMXM-7095 | System B EX Wireless AP, B Deck | FPSO | ER003.02
565-CMDO-7088 | E-POB Data Outlet (IP22), B Deck | FPSO | ER003.02
565-CMDO-7089 | E-POB Data Outlet (IP22), B Deck | FPSO | ER003.02
565-CMXM-7279 | System A EX Wireless AP, Forecastle | FPSO | ER003.02
565-CMXM-7280 | System B EX Wireless AP, Forecastle | FPSO | ER003.02
565-CMXM-7287 | System A EX Wireless AP, Forecastle | FPSO | ER003.02
565-CMXM-7288 | System B EX Wireless AP, Forecastle | FPSO | ER003.02
565-CMXM-7278 | System A EX Wireless AP, FWD MEZZ DECK | FPSO | ER003.02
565-CMXM-7286 | System B EX Wireless AP, FWD MEZZ DECK | FPSO | ER003.02
565-CMXB-7155 | E-POB EX Person Tracking Card Reader, Main Deck | FPSO | ER003.02
565-CMXB-7156 | E-POB EX Person Tracking Card Reader, Main Deck | FPSO | ER003.02
565-CMAU-7255 | E-POB UHF Antenna, Main Deck | FPSO | ER003.02
565-CMAU-7256 | E-POB UHF Antenna, Main Deck | FPSO | ER003.02
565-CMXB-7157 | E-POB EX Person Tracking Card Reader, Main Deck | FPSO | ER003.02
565-CMXB-7110 | E-POB Door Access Card Reader, Nav Deck | FPSO | ER003.02
565-CMXB-7111 | E-POB Door Access Card Reader, Nav Deck | FPSO | ER003.02
565-CMXB-7113 | E-POB Door Access Card Reader, Nav Deck | FPSO | ER003.02
565-CMXB-7114 | E-POB Door Access Card Reader, Nav Deck | FPSO | ER003.02
565-CMXB-7115 | E-POB Door Access Card Reader, C Deck | FPSO | ER003.02
565-CMXB-7116 | E-POB Door Access Card Reader, C Deck | FPSO | ER003.02
565-CMXB-7117 | E-POB Door Access Card Reader, C Deck | FPSO | ER003.02
565-CMXB-7118 | E-POB Door Access Card Reader, C Deck | FPSO | ER003.02
565-CMXB-7119 | E-POB Door Access Card Reader, A Deck | FPSO | ER003.02
565-CMXB-7120 | E-POB Door Access Card Reader, A Deck | FPSO | ER003.02
565-CMXB-7121 | E-POB Door Access Card Reader, A Deck | FPSO | ER003.02
565-CMXB-7122 | E-POB Door Access Card Reader, A Deck | FPSO | ER003.02
565-CMXB-7123 | E-POB Door Access Card Reader, A Deck | FPSO | ER003.02
565-CMXB-7124 | E-POB Door Access Card Reader, A Deck | FPSO | ER003.02
565-CMXB-7212 | E-POB Door Access Card Reader, A Deck | FPSO | ER003.02
565-CMXB-7213 | E-POB Door Access Card Reader, A Deck | FPSO | ER003.02
565-TEZH-7053 | E-POB System A Server, Nav Deck | FPSO | ER003.02
565-TEZH-7054 | E-POB System B Server, TS130 | FPSO | ER003.02
565-CMDX-7055 | E-POB System A 48- Port Distribution Switch, Nav Deck | FPSO | ER003.02
565-CMDX-7056 | E-POB System A Distribution Switch, TS130 | FPSO | ER003.02
565-CMDX-7057 | E-POB System B Distribution Switch, TS130 | FPSO | ER003.02
565-CMDX-7058 | E-POB System B Distribution Switch, Main Deck | FPSO | ER003.02
565-CMDD-7068 | 24-Port CAT 6 U/UTP RJ45 Patch Panel, TS130 | FPSO | ER003.02
565-CMDM-7107 | Interface Unit, Nav Deck | FPSO | ER003.02
565-TEZE-7148 | Interface Unit, TS130 | FPSO | ER003.02
565-CMDM-7282 | WLAN Controller, Nav Deck | FPSO | ER003.02
565-CMXM-7276 | EX Muster Control & Display Unit, Forecastle | FPSO | ER003.02
565-CMXM-7284 | EX Muster Control & Display Unit, Forecalter | FPSO | ER003.02
565-CMXM-7281 | EX Muster Control & Display Unit, FWD MEZZ DECK | FPSO | ER003.02
565-CMXM-7289 | EX Muster Control & Display Unit, FWD MEZZ DECK | FPSO | ER003.02
565-CMXM-9720 | Safe Area Muster Control Unit, VE214-Hospital | FPSO | ER003.02
565-CMXM-9721 | Safe Area Muster Control Unit, VE231-CCR | FPSO | ER003.02
565-CMXM-9722 | Safe Area Muster Control Unit, VE212-ERB2 | FPSO | ER003.02
565-CMXM-9723 | Safe Area Muster Control Unit, VE211-ERB1 | FPSO | ER003.02
565-CMDO-7098 | E-POB Data Outlet (IP22), A Deck | FPSO | ER003.02
565-CMDF-7061 | 24-Port MM FO Patch Panel 1, Nav Deck | FPSO | ER003.02
565-CMDF-7065 | 24-Port MM FO Patch Panel 2, Nav Deck | FPSO | ER003.02
565-CMDD-7067 | 24-Port CAT 6 U/UTP RJ45 Patch Panel, TS130 | FPSO | ER003.02
565-CMXM-7086 | E-POB EX Door Access Control Unit, TS130 | FPSO | ER003.02
565-CMXM-7052 | E-POB EX Door Access Control Unit, TS130 | FPSO | ER003.02
565-CMXM-7087 | E-POB EX Door Access Control Unit, TS130 | FPSO | ER003.02
565-CMXM-7172 | E-POB EX Door Access Control Unit, TS130 | FPSO | ER003.02
565-CMXM-7059 | E-POB EX Door Access Control Unit, TS130 | FPSO | ER003.02
565-CMXM-7060 | E-POB EX Door Access Control Unit, TS130 | FPSO | ER003.02
553-CP-2417 | ICSS Panel, 230VAC, Topsides (FGS/ESD) No 1 Bay A, AER, Main Deck | ICSS Local Control Panel | SD002.01 & SD002.02
553-GDUL-2980 | Acoustic Gas Detector, FZ 05, TEG Regen & MIGC A Module PK | Hydrocarbon Gas Detector | DS001.02
553-GDUL-7217 | Acoustic Gas Detector, FZ 02, MGC C PK | Hydrocarbon Gas Detector | DS001.02
565-CMC-7051 | E-POB System B Cabinet, TS130 | FPSO | ER003.02
565-CMC-7090 | E-POB System A Distribution Cabinet, TS130 | FPSO | ER003.02
565-CMC-7091 | E-POB System B Distribution Cabinet, Main Deck | FPSO | ER003.02
565-CMDM-7248 | KVM Switch Local Extender, Nav Deck | FPSO | ER003.02
565-CMDM-7103 | KVM Switch Remoted, TS130 | FPSO | ER003.02
565-CMBM-7104 | ATS, TS130 | FPSO | ER003.02
565-CMBM-7112 | ATS, Main Deck | FPSO | ER003.02
565-CMDM-7216 | Fo Media Converter, Main Deck | FPSO | ER003.02
565-CMXM-7071 | E-POB Door Access Control Unit, Nav Deck | FPSO | ER003.02
565-CMXM-7096 | E-POB Door Access Control Unit, Nav Deck | FPSO | ER003.02
565-CMXM-7081 | E-POB EX Door Access Control Unit, TS130 | FPSO | ER003.02
565-CMXM-7082 | E-POB EX Door Access Control Unit, TS130 | FPSO | ER003.02
565-CMXM-7083 | E-POB EX Door Access Control Unit, TS130 | FPSO | ER003.02
565-CMXM-7084 | E-POB EX Door Access Control Unit, TS130 | FPSO | ER003.02
565-CMXM-7085 | E-POB EX Door Access Control Unit, TS130 | FPSO | ER003.02
565-CMXM-7159 | E-POB EX Door Access Control Unit, TS130 | FPSO | ER003.02
565-CMXM-7160 | E-POB EX Door Access Control Unit, TS130 | FPSO | ER003.02
565-CMXM-7073 | EX Muster Control & Display Unit, B Deck | FPSO | ER003.02
441-PMSY-0001 | Power Management System | Power Management System | ER002.01
553-GDUL-7317 | Acoustic Gas Detector, FZ 23, Upper Riser Balcony | Hydrocarbon Gas Detector | DS001.02
567-CMCD-9001 | VSAT/LAN CABINET |  | ER003.03
553-IR-0882 | Flame IR Detector, Offloading Unit, Forecastle, Fire Zone 16 (SB) | Flame detector | DS001.01
108-HVSF-2300A | Fan, Supply, Transformer room | Fan | IC001.01.01
108-HVSF-2300B | Fan, Supply, Transformer room | Fan | IC001.01.01
565-CMDF-7062 | 24-Port MM FO Patch Panel 1, Main Deck | FPSO | ER003.02
565-CMXM-7074 | EX Muster Control & Display Unit, B Deck | FPSO | ER003.02
565-CMXM-7100 | Safe Area Muster Control Unit, B Deck | FPSO | ER003.02
565-CMXM-7102 | Safe Area Muster Control Unit, B Deck | FPSO | ER003.02
553-GDUL-7115 | Acoustic Gas Detector, FZ 21, Upper Riser Balcony | Hydrocarbon Gas Detector | DS001.02
553-GDUL-7116 | Acoustic Gas Detector, FZ 21, Upper Riser Balcony | Hydrocarbon Gas Detector | DS001.02
553-GDUL-2759 | Acoustic Gas Detector, FZ 04, MGC B PK | Hydrocarbon Gas Detector | DS001.02
553-GDUL-7318 | Acoustic Gas Detector, FZ 02, CO2 Compression Module PK | Hydrocarbon Gas Detector | DS001.02
553-GDHS-3881 | Gas Detector, H2S, LPGC 2, MGC A/B & Injection Compression Module, Pancake Level | Toxic Gas Detector | DS001.02
565-CMXB-7158 | E-POB EX Person Tracking Card Reader, Main Deck | FPSO | ER003.02
565-CMAU-7265 | E-POB UHF Antenna, Main Deck | FPSO | ER003.02
565-CMAU-7266 | E-POB UHF Antenna, Main Deck | FPSO | ER003.02
565-CMXM-7076 | E-POB Door Access Control Unit, A Deck | FPSO | ER003.02
565-CMXM-7077 | E-POB EX Door Access Control Unit, FWD Main Deck | FPSO | ER003.02
565-CMXM-7200 | E-POB EX Door Access Control Unit, Spare | FPSO | ER003.02
565-CMXM-7078 | E-POB Door Access Control Unit, Main Deck | FPSO | ER003.02
565-CMXM-7097 | E-POB Door Access Control Unit, Main Deck | FPSO | ER003.02
565-CMXM-7079 | E-POB Door Access Control Unit, Main Deck | FPSO | ER003.02
565-CMXM-7080 | E-POB Door Access Control Unit, AFT MACH SPC DECK 2 | FPSO | ER003.02
565-CMXM-7105 | E-POB Door Access Control Unit, AFT MACH SPC DECK 2 | FPSO | ER003.02
553-GDUL-7416 | Acoustic Gas Detector, FZ 24, Upper Riser Balcony | Hydrocarbon Gas Detector | DS001.02
553-GDUL-7417 | Acoustic Gas Detector, FZ 24, Upper Riser Balcony | Hydrocarbon Gas Detector | DS001.02
124-PSV-0123A | PSV, Accumulator 124-HYAT-0705A-1, Sealing System | PSV-Conventional | 0
124-HYAT-0401A-1 | Accumulator, Sealing System | Hydraulic Accumulator | 0
124-HYAT-0401A-2 | Accumulator, Sealing System | Hydraulic Accumulator | 0
124-PSV-0523A | PSV, Accumulator 124-HYAT-0401A-1, Sealing System | PSV-Conventional | 0
124-PSV-0528A | PSV, Accumulator 124-HYAT-0401A-2, Sealing System | PSV-Conventional | 0
124-HYAT-0401B-1 | Accumulator, Sealing System | Hydraulic Accumulator | 0
124-HYAT-0401B-2 | Accumulator, Sealing System | Hydraulic Accumulator | 0
124-PSV-0523B | PSV, Accumulator 124-HYAT-0401B-1, Sealing System | PSV-Conventional | 0
124-PSV-0528B | PSV, Accumulator 124-HYAT-0401B-2, Sealing System | PSV-Conventional | 0
124-PSV-2463B | PSV, Accumulator 124-HYAT-1201B, Sealing System | PSV-Conventional | 0
124-HYAT-1201B | Accumulator, Sealing System | Hydraulic Accumulator | 0
124-HYAT-1201A | Accumulator, Sealing System | Hydraulic Accumulator | 0
124-PSV-2463A | PSV, Accumulator 124-HYAT-1201A, Sealing System | PSV-Conventional | 0
124-HYAT-0705A-2 | Accumulator, Sealing System | Hydraulic Accumulator | 0
124-PSV-0128A | PSV, Accumulator 124-HYAT-0705A-2, Sealing System | PSV-Conventional | 0
124-HYAT-0705B-1 | Accumulator, Sealing System | Hydraulic Accumulator | 0
124-PSV-0123B | PSV, Accumulator 124-HYAT-0705B-1, Sealing System | PSV-Conventional | 0
124-HYAT-0705B-2 | Accumulator, Sealing System | Hydraulic Accumulator | 0
124-PSV-0128B | PSV, Accumulator 124-HYAT-0705B-2, Sealing System | PSV-Conventional | 0
124-HYAT-0705A-1 | Accumulator, Sealing System | Hydraulic Accumulator | 0
122-PSV-8202 | PSV, WS to Aft Offloading HPU | PSV-Conventional | 0
003-LADDERS-STAIRWAYS | Ladders and Stairways | Escape Ladder and Rope | ER004.01
116-TST-0025A | Temperature Transmitter, Safety Shutdown, MGO Settling Tank No1 (Bot) | Transmitter, Temperature | SD002.03.02
116-TST-0025B | Temperature Transmitter, Safety Shutdown, MGO Settling Tank No1 (Mid) | Transmitter, Temperature | SD002.03.02
116-TST-0025C | Temperature Transmitter, Safety Shutdown, MGO Settling Tank No1 (Top) | Transmitter, Temperature | SD002.03.02
116-TST-0622A | Temperature Transmitter, Safety, Shutdown, MGO Storage Tank No2 (Bot) | Transmitter, Temperature | SD002.03.02
116-TST-0622B | Temperature Transmitter, Safety, Shutdown, MGO Storage Tank No2 (Mid) | Transmitter, Temperature | SD002.03.02
116-TST-0622C | Temperature Transmitter, Safety, Shutdown, MGO Storage Tank No2 (Top) | Transmitter, Temperature | SD002.03.02
116-TST-0816A | Temperature Transmitter, Shutdown, Tank Temperature, FWD MGO Tank No1 PS | Transmitter, Temperature | SD002.03.02
116-TST-0816B | Temperature Transmitter, Shutdown, Tank Temperature, FWD MGO Tank No1 PS | Transmitter, Temperature | SD002.03.02
116-TST-0816C | Temperature Transmitter, Shutdown, Tank Temperature, FWD MGO Tank No1 PS | Transmitter, Temperature | SD002.03.02
116-TST-0916A | Temperature Transmitter, Shutdown, Tank Temperature, FWD MGO Tank No1 SB | Transmitter, Temperature | SD002.03.02
116-TST-0916B | Temperature Transmitter, Shutdown, Tank Temperature, FWD MGO Tank No1 SB | Transmitter, Temperature | SD002.03.02
116-TST-0916C | Temperature Transmitter, Shutdown, Tank Temperature, FWD MGO Tank No1 SB | Transmitter, Temperature | SD002.03.02
COT 1C | CARGO OIL TANK No1 CL | Cargo Tank | SI002.01.01
COT 2C | CARGO OIL TANK No2 CL | Cargo Tank | SI002.01.01
COT 3C | CARGO OIL TANK No3 CL | Cargo Tank | SI002.01.01
COT 4C | CARGO OIL TANK No4 CL | Cargo Tank | SI002.01.01
COT 5C | CARGO OIL TANK No5 CL | Cargo Tank | SI002.01.01
COT 6C | CARGO OIL TANK No6 CL | Cargo Tank | SI002.01.01
COT 7C | CARGO OIL TANK No7 CL | Cargo Tank | SI002.01.01
WBT 1P | Tank, Water Ballast, No1 PS | Storage Tank | SI002.01.01
WBT 1S | Tank, Water Ballast, No1 SB | Storage Tank | SI002.01.01
WBT 2P | Tank, Water Ballast, No2 PS | Storage Tank | SI002.01.01
WBT 2S | Tank, Water Ballast, No2 SB | Storage Tank | SI002.01.01
WBT 3P | Tank, Water Ballast, No3 PS | Storage Tank | SI002.01.01
WBT 3S | Tank, Water Ballast. No3 SB | Storage Tank | SI002.01.01
WBT 4P | Tank, Water Ballast, No4 PS | Storage Tank | SI002.01.01
WBT 4S | Tank, Water Ballast, No4 SB | Storage Tank | SI002.01.01
WBT 5P | Tank, Water Ballast, No5 PS | Storage Tank | SI002.01.01
WBT 5S | Tank, Water Ballast, No5 SB | Storage Tank | SI002.01.01
WBT 6P | Tank, Water Ballast, No6 PS | Storage Tank | SI002.01.01
WBT 6S | Tank, Water Ballast, No6 SB | Storage Tank | SI002.01.01
WBT 7P | Tank, Water Ballast, No7 PS | Storage Tank | SI002.01.01
WBT 7S | Tank, Water Ballast, No7 SB | Storage Tank | SI002.01.01
COT 1PS | CARGO OIL TANK No1 PS | Cargo Tank | SI002.01.01
COT 1SB | CARGO OIL TANK No1 SB | Cargo Tank | SI002.01.01
COT 2PS | CARGO OIL TANK No2 PS | Cargo Tank | SI002.01.01
COT 2SB | CARGO OIL TANK No2 SB | Cargo Tank | SI002.01.01
COT 3PS | CARGO OIL TANK No3 PS | Cargo Tank | SI002.01.01
COT 3SB | CARGO OIL TANK No3 SB | Cargo Tank | SI002.01.01
COT 4PS | CARGO OIL TANK No4 PS | Cargo Tank | SI002.01.01
COT 4SB | CARGO OIL TANK No4 SB | Cargo Tank | SI002.01.01
COT 5PS | CARGO OIL TANK No5 PS | Cargo Tank | SI002.01.01
COT 5SB | CARGO OIL TANK No5 SB | Cargo Tank | SI002.01.01
COT 6PS | CARGO OIL TANK No6 PS | Cargo Tank | SI002.01.01
COT 6SB | CARGO OIL TANK No6 SB | Cargo Tank | SI002.01.01
COT 7PS | CARGO OIL TANK No7 PS | Cargo Tank | SI002.01.01
COT 7SB | CARGO OIL TANK No7 SB | Cargo Tank | SI002.01.01
SLOP PS | SLOP TANK (PS) | Cargo Tank | SI002.01.01
SLOP SB | SLOP TANK (SB) | Cargo Tank | SI002.01.01
OFFSPEC COT | OFFSPEC CARGO OIL TANK | Cargo Tank | SI002.01.01
006-MPIC-0800 | Impressed Current Cathodic Protection System, Remote Monitor Panel | Impressed Current Protection | SI002.01.03
013-CDCJ-6110 | Chain Jack, System, Chain Tower, Stbd Fwd | Chain Jack | SI003.01.03
116-VEST-0001 | Tank, MGO Storage, No1 | Storage Tank | SI002.01.01
116-VEST-0002 | Tank, MGO Storage, No2 | Storage Tank | SI002.01.01
116-VEST-0003 | Tank, Fuel Overflow, MGO Transfer | Storage Tank | SI002.01.01
116-VEST-0004 | Tank, Fuel Drain, MGO Transfer | Storage Tank | SI002.01.01
116-VEST-0005 | Tank, MGO FWD, 1 PS | Storage Tank | SI002.01.01
116-VEST-0006 | Tank, MGO FWD, 1 SB | Storage Tank | SI002.01.01
116-VEST-0011 | Tank, MGO Settling, No1 | Storage Tank | SI002.01.01
116-VEST-0012 | Tank, MGO Settling, No2 | Storage Tank | SI002.01.01
116-VEST-0021 | Tank, MGO Service, No1 | Storage Tank | SI002.01.01
116-VEST-0022 | Tank, MGO Service, No2 | Storage Tank | SI002.01.01
117-VEST-0001 | Tank, Lube Oil, 1 SB | Storage Tank | SI002.01.01
117-VEST-0002 | Tank, Lube Oil, 2 SB | Storage Tank | SI002.01.01
117-VEST-0003 | Tank, Lube Oil, 3 SB | Storage Tank | SI002.01.01
117-VEST-0004 | Tank, Lube Oil Tank 4 SB | Storage Tank | SI002.01.01
119-VEST-5100 | Tank, Hydraulic Oil Storage, SB | Storage Tank | SI002.01.01
119-VEST-5200 | Tank, Hydraulic Oil Drain, SB | Storage Tank | SI002.01.01
119-VEST-5300 | Tank, Hydraulic Oil Storage, 2 SB | Storage Tank | SI002.01.01
119-VEST-5400 | Tank, Hydraulic Oil Drain, 2 SB | Storage Tank | SI002.01.01
121-VEST-0001 | Tank, Fresh Water, 1 PS | Storage Tank | SI002.01.01
121-VEST-0002 | Tank, Fresh Water, 2 PS | Storage Tank | SI002.01.01
121-VEST-0011 | Tank, Distilled Water, 1 PS, Distilled Water System | Storage Tank | SI002.01.01
121-VEST-0012 | Tank, Distilled Water, 2 PS, Distilled Water System | Storage Tank | SI002.01.01
123-VEST-0001 | Tank, Bilge Holding, Bilge System | Storage Tank | SI002.01.01
123-VEST-0002 | Tank, Oily Bilge, Bilge System | Storage Tank | SI002.01.01
OFFSPEC COT PS | OFFSPEC CARGO OIL TANK PS | Cargo Tank | SI002.01.01
123-VEST-003-MIS | Tank, Trunk Void, 1 SB, Cargo Area | Cofferdam | SI002.01.01
123-VEST-004-MIS | Tank, Trunk Void, 2 SB, Cargo Area | Cofferdam | SI002.01.01
123-VEST-005-MIS | Tank, DB Void, 6 CL, Cargo Area | Cofferdam | SI002.01.01
123-VEST-006-MIS | Tank, Void, 3 PS, Cargo Area | Cofferdam | SI002.01.01
123-VEST-007-MIS | Tank, Void, 3 SB, Cargo Area | Cofferdam | SI002.01.01
123-VEST-008-MIS | Tank, Void, 2 PS, Cargo Area | Cofferdam | SI002.01.01
123-VEST-009-MIS | Tank, Void, Methanol Cofferdam SB, Cargo Area | Cofferdam | SI002.01.01
123-VEST-010-MIS | Tank, Void, Methanol Tank 1 SB, Cargo Area | Cofferdam | SI002.01.01
123-VEST-011-MIS | Tank, Void, Methanol Tank 2 SB, Cargo Area | Cofferdam | SI002.01.01
112-VESC-0001-MIS | Ballast Sea Water SB | Sea Chest | SI002.01.02
112-VESC-0002-MIS | Ballast Sea Water PS | Sea Chest | SI002.01.02
112-VEST-0008-MIS | Tank, Forepeak Water Ballast PS | Storage Tank | SI002.01.01
123-VEST-0012-MIS | Tank, DB Void, 2 SB, Cargo Area | Cofferdam | SI002.01.01
123-VEST-0013-MIS | Tank, Void, 1 PS, Cargo Area | Cofferdam | SI002.01.01
013-CDCJ-6210 | Chain Jack, System, Chain Tower, Port Fwd | Chain Jack | SI003.01.03
013-CDCJ-6310 | Chain Jack, System, Chain Tower, Stbd Aft | Chain Jack | SI003.01.03
013-CDCJ-6410 | Chain Jack, System, Chain Tower, Port Aft | Chain Jack | SI003.01.03
013-SYMT-6100 | Mooring Tensioning Skidding System, Chain Tower, Stbd Fwd | Mooring Tensioning Skidding System | SI003.01.03
013-SYMT-6200 | Mooring Tensioning Skidding System, Chain Tower, Port Fwd | Mooring Tensioning Skidding System | SI003.01.03
013-SYMT-6300 | Mooring Tensioning Skidding System, Chain Tower, Stbd Aft | Mooring Tensioning Skidding System | SI003.01.03
013-SYMT-6400 | Mooring Tensioning Skidding System, Chain Tower, Port Aft | Mooring Tensioning Skidding System | SI003.01.03
123-VEST-0014-MIS | Tank, Void, 1 SB, Cargo Area | Cofferdam | SI002.01.01
123-VEST-0015-MIS | Tank, Fore Peak Void, CL, Cargo Area | Cofferdam | SI002.01.01
123-VEST-0018-MIS | Tank, Void, 8 PS, Machinery Space | Cofferdam | SI002.01.01
123-VEST-0019-MIS | Tank, Void, 8 SB, Machinery Space | Cofferdam | SI002.01.01
123-VEST-0020-MIS | Tank, Void, 5 SB, Machinery Space | Cofferdam | SI002.01.01
123-VEST-0021-MIS | Tank, Void, 4 SB, Machinery Space | Cofferdam | SI002.01.01
123-VEST-0022-MIS | Tank, Void, 5 PS, Machinery Space | Cofferdam | SI002.01.01
123-VEST-0023-MIS | Tank, Void, 5 CL, Machinery Space | Cofferdam | SI002.01.01
123-VEST-0024-MIS | Tank, Void, 4 PS, Machinery Space | Cofferdam | SI002.01.01
123-VEST-0029-MIS | Tank, Speed Log Tank, Machinery Space | Storage Tank | SI002.01.01
123-VEST-0030-MIS | Tank, Echo Sounder, Machinery Space | Storage Tank | SI002.01.01
123-VEST-0031-MIS | Tank, DB Void, 7 PS, Machinery Space | Cofferdam | SI002.01.01
123-VEST-0032-MIS | Tank, DB Void 7 SB, Machinery Space | Cofferdam | SI002.01.01
123-VEST-0034-MIS | Tank, Water Ballast, 8 PS, Machinery Space | Storage Tank | SI002.01.01
123-VEST-0035-MIS | Tank, Water Ballast, 8 SB, Machinery Space | Storage Tank | SI002.01.01
123-VEST-0036-MIS | Tank, Water Ballast, 9 PS, Machinery Space | Storage Tank | SI002.01.01
123-VEST-0037-MIS | Tank, Water Ballast, 9 SB, Machinery Space | Storage Tank | SI002.01.01
123-VEST-0038-MIS | Tank, Water Ballast, 10 CL, Machinery Space | Storage Tank | SI002.01.01
123-VEST-0040-MIS | Tank, Chain Locker SB, Cargo Area | Storage Tank | SI002.01.01
124-VEST-0001-MIS | Tank, Produced Water, SB | Storage Tank | SI002.01.01
112-VEST-0008.5-MIS | Tank, Forepeak Water Ballast SB | Storage Tank | SI002.01.01
116-TE-0916A | Temperature Element, Temperature Transmitter, 116-TST-0916A | Element, Temperature | 0
116-TE-0916B | Temperature Element, Temperature Transmitter, 116-TST-0916B | Element, Temperature | 0
116-TE-0916C | Temperature Element, Temperature Transmitter, 116-TST-0916C | Element, Temperature | 0
113-FST-5111 | Flow Transmitter, Shutdown, Vessel Slop Tank SB | Transmitter, Flow | SD002.03.04
113-PST-6500 | Pressure Transmitter, Shutdown, Vessel Slop Tank PS | Transmitter, Pressure | SD002.03.01
113-PST-6501 | Pressure Transmitter, Shutdown, Vessel Slop Tank SB | Transmitter, Pressure | SD002.03.01
113-SDV-0901 | Shutdown Valve, Helideck Drain To Slop Tank Valve | Valve, Shutdown | SD001.01
113-SDV-5100 | Shutdown Valve, 18", Drains From Hazardous Open DR Header | Valve, Shutdown | ER008.01.01
113-SDV-5101 | Shutdown Valve, 14", Drains From Non Hazardous Open DR Header | Valve, Shutdown | ER008.01.01
116-LST-0001 | Level Transmitter, Safety, Shutdown, MGO Storage Tank No1 | Transmitter, Level | SD002.03.03
116-LST-0002 | Level Transmitter, Safety, Shutdown, MGO Storage Tank No2 | Transmitter, Level | SD002.03.03
116-PST-0823 | Pressure Transmitter, Shutdown, Tank Pressure, MGO Fwd Tank 1P | Transmitter, Pressure | SD002.03.01
116-PST-0923 | Pressure Transmitter, Shutdown, Tank Pressure, MGO Fwd Tank 1S | Transmitter, Pressure | SD002.03.01
116-SDV-0501 | Shutdown Valve, 6", Inlet, MGO Storage Tanks | Valve, Shutdown | SD001.01
123-LSH-0100 | Level Switch, Alarm, HPU Room, Cargo Area | Level Switch | SD002.03.03
123-LSH-0101 | Level Switch, Alarm, FWD Fire Pump Room 2, Cargo Area | Level Switch | SD002.03.03
123-LSH-0102 | Level Switch, Alarm, Reserved Machinery Room, Cargo Area | Level Switch | SD002.03.03
123-LSH-0104 | Level Switch, Alarm, FWD Fire Pump Room 1, Cargo Area | Level Switch | SD002.03.03
123-LSH-0105 | Level Switch, Alarm, Chain Locker, Cargo Area | Level Switch | SD002.03.03
123-LSH-0106 | Level Switch, Alarm, FWD Cofferdam, Cargo Area | Level Switch | SD002.03.03
123-LSH-0107 | Level Switch, Alarm, Methanol Tank 1 SB, Cargo Area | Level Switch | SD002.03.03
123-LSH-0108 | Level Switch, Alarm, Methanol Tank 2 SB, Cargo Area | Level Switch | SD002.03.03
123-LSH-0110 | Level Switch, Alarm, Methanol Cofferdam SB, Cargo Area | Level Switch | SD002.03.03
123-LSH-0111 | Level Switch, Alarm, Slop Cofferdam PS, Cargo Area | Level Switch | SD002.03.03
123-LSH-0112 | Level Switch, Alarm, Slop Cofferdam SB, Cargo Area | Level Switch | SD002.03.03
123-LSH-0113 | Level Switch, Alarm, Trunk Void 1 SB, Cargo Area | Level Switch | SD002.03.03
123-LSH-0114 | Level Switch, Alarm, Trunk Void 2 SB, Cargo Area | Level Switch | SD002.03.03
123-LSH-0115 | Level Switch, Alarm, Wax Inhibitor Tank SB, Cargo Area | Level Switch | SD002.03.03
123-LSH-7000 | Level Switch, Alarm, Fore Peak Void C | Level Switch | SD002.03.03
123-LSH-7010 | Level Switch, Alarm, Void 1 PS, Cargo Area | Level Switch | SD002.03.03
123-LSH-7011 | Level Switch, Alarm, Void 1 SB, Cargo Area | Level Switch | SD002.03.03
123-LSH-7020 | Level Switch, Alarm, Void 2 PS, Cargo Area | Level Switch | SD002.03.03
123-LSH-7021 | Level Switch, Alarm, DB Void 2 SB, Cargo Area | Level Switch | SD002.03.03
123-LSH-7030 | Level Switch, Alarm, Void 3 PS, Cargo Area | Level Switch | SD002.03.03
123-LSH-7031 | Level Switch, Alarm, Void 3 SB, Cargo Area | Level Switch | SD002.03.03
123-LSH-7060 | Level Switch, Alarm, DB Void 6 CL, Cargo Area | Level Switch | SD002.03.03
124-PST-6000 | Pressure Transmitter, Shutdown, Slop Water to Produced Water Tank | Transmitter, Pressure | SD002.03.01
663-PSV-0001 | Pressure Safety Valve, Shutdown, Slop Tank PS, Level & Draft Gauging | PSV-Conventional | PC005.01.01
113-SPSR-0501 | Strainer, Drains From Hazardous Open DR Header | Strainer | ER008.01.01
113-SPSR-0502 | Strainer, Drains From Non Hazardous Open DR Header | Strainer | ER008.01.01
113-SPSR-0503 | Strainer, Drains From Hazardous Open DR Header | Strainer | ER008.01.01
113-SPSR-0600 | Strainer, Drains From Non Hazardous Open DR Header | Strainer | ER008.01.01
003-TR | Temporary Refugee | Temporary Refuge or Safe Haven | ER005.01
002-HULL | Hull |  | SI002.01.01
002-DOORS | Weather & Watertight Doors, Structural Safety, Manuall | Doors/Ports/Windows | SI002.01.02
004-HELIDECK | HELIDECK | Helideck Structure | ER006.01
003-ESCAPE ROUTES | Escape Routes | Escape Route | ER004.01
002-DOORS-INTERNAL | Fire doors, Structural Fire Protection, Safety System | Passive Fire Protection (PFP) | PS002.01
003-FWD-MUSTER-AREA | FWD Muster Area | Temporary Refuge or Safe Haven | ER005.01
002-SHIP-SIDE-BLANKS | Ship Side Blanks | Topside Umbilicals Termination Unit | SI002.01.02
116-LSHH-0814 | Level Switch, Shutdown, Tank Level, MGO Fwd Tank 1P | Level Switch | SD002.03.03
116-LSHH-0914 | Level Switch, Shutdown, Tank Level, MGO Fwd Tank 1S | Level Switch | SD002.03.03
111-SDV-1305A | Shutdown Valve, 2", Fuel Gas Shut-Off, Power Generation Package A | Valve, Shutdown | SD001.01
111-SDV-1305B | Shutdown Valve, 2", Fuel Gas Shut-Off, Power Generation Package B | Valve, Shutdown | SD001.01
111-SDV-1305C | Shutdown Valve, 2", Fuel Gas Shut-Off, Power Generation Package C | Valve, Shutdown | SD001.01
111-SDV-1305D | Shutdown Valve, 2", Fuel Gas Shut-Off, Power Generation Package D | Valve, Shutdown | SD001.01
111-SDV-1306A | Shutdown Valve, 2", Fuel Gas Shut-Off, Power Generation Package A | Valve, Shutdown | SD001.01
111-SDV-1306B | Shutdown Valve, 2", Fuel Gas Shut-Off, Power Generation Package B | Valve, Shutdown | SD001.01
111-SDV-1306C | Shutdown Valve, 2", Fuel Gas Shut-Off, Power Generation Package C | Valve, Shutdown | SD001.01
111-SDV-1306D | Shutdown Valve, 2", Fuel Gas Shut-Off, Power Generation Package D | Valve, Shutdown | SD001.01
771-PSV-7867A | Pressure Safety Valve, 1.5F2, Downstream, 771-PDCV-7786A, VRU Package, Train A | PSV-Conventional | PC005.01.01
771-PSV-7867B | Pressure Safety Valve, 1.5F2, Downstream, 771-PDCV-7786A, VRU Package, Train B | PSV-Conventional | PC005.01.01
771-PSV-7868A | Pressure Safety Valve, 1.5F2, Downstream, 771-PDCV-7789A, VRU Package, Train A | PSV-Conventional | PC005.01.01
771-PSV-7868B | Pressure Safety Valve, 1.5F2, Downstream, 771-PDCV-7789A, VRU Package, Train B | PSV-Conventional | PC005.01.01
874-DREM-1303 | Electric Motor, Emergency Pump, 874-PURO-1303 | Motor, Electric | SI005.01.01
874-DREM-2303 | Electric Motor, Emergency Pump, 874-PURO-2303 | Motor, Electric | SI005.01.01
771-FT-1756A | Flow Transmitter, Shutdown, DE Intermediate Gas, LP Gas Compr Trn A | Transmitter, Flow | SD002.03.04
771-FT-1756B | Flow Transmitter, Shutdown, DE Intermediate Gas, LP Gas Compr Trn B | Transmitter, Flow | SD002.03.04
771-FT-1757A | Flow Transmitter, Shutdown, NDE Intermediate Gas, LP Gas Compr Trn A | Transmitter, Flow | SD002.03.04
771-FT-1757B | Flow Transmitter, Shutdown, NDE Intermediate Gas, LP Gas Compr Trn B | Transmitter, Flow | SD002.03.04
771-FT-8756A | Flow Transmitter, Shutdown, DE Intermediate Gas, CO2 Gas Compr Trn A | Transmitter, Flow | SD002.03.04
771-FT-8756B | Flow Transmitter, Shutdown, DE Intermediate Gas, CO2 GC Trn B | Transmitter, Flow | SD002.03.04
771-FT-8757B | Flow Transmitter, Shutdown, NDE Intermediate Gas, CO2 GC Trn B | Transmitter, Flow | SD002.03.04
553-IR-8102A-1 | Flame IR Detector, Turbine Enclosure, Power Generation Package A | Flame detector | DS001.01
553-IR-8102A-2 | Flame IR Detector, Turbine Enclosure, Power Generation Package A | Flame detector | DS001.01
553-IR-8102A-3 | Flame IR Detector, Turbine Enclosure, Power Generation Package A | Flame detector | DS001.01
553-IR-8102B-1 | Flame IR Detector, Turbine Enclosure, Power Generation Package B | Flame detector | DS001.01
553-IR-8102B-2 | Flame IR Detector, Turbine Enclosure, Power Generation Package B | Flame detector | DS001.01
553-IR-8102B-3 | Flame IR Detector, Turbine Enclosure, Power Generation Package B | Flame detector | DS001.01
553-IR-8102C-1 | Flame IR Detector, Turbine Enclosure, Power Generation Package C | Flame detector | DS001.01
553-IR-8102C-2 | Flame IR Detector, Turbine Enclosure, Power Generation Package C | Flame detector | DS001.01
553-IR-8102C-3 | Flame IR Detector, Turbine Enclosure, Power Generation Package C | Flame detector | DS001.01
553-IR-8102D-1 | Flame IR Detector, Turbine Enclosure, Power Generation Package D | Flame detector | DS001.01
771-PT-1751A | Pressure Transmitter, Shutdown, NDE Primary Vent, LP Gas Compr Trn A | Transmitter, Pressure | SD002.03.01
771-PT-1751B | Pressure Transmitter, Shutdown, NDE Primary Vent, LP Gas Compr Trn B | Transmitter, Pressure | SD002.03.01
771-PT-1752A | Pressure Transmitter, Shutdown, DE Primary Vent, LP Gas Compr Trn A | Transmitter, Pressure | SD002.03.01
771-PT-1752B | Pressure Transmitter, Shutdown, DE Primary Vent, LP Gas Compr Trn B | Transmitter, Pressure | SD002.03.01
771-PT-8751A | Pressure Transmitter, Shutdown, NDE Primary Vent, CO2 Gas Compr Trn A | Transmitter, Pressure | SD002.03.01
771-PT-8751B | Pressure Transmitter, Shutdown, NDE Primary Vent, CO2 GC Trn B | Transmitter, Pressure | SD002.03.01
771-PT-8752A | Pressure Transmitter, Shutdown, DE Primary Vent, LP Gas Compr Trn A | Transmitter, Pressure | SD002.03.01
771-PT-8752B | Pressure Transmitter, Shutdown, DE Primary Vent, LP Gas Compr Trn B | Transmitter, Pressure | SD002.03.01
771-TT-1762A | Temperature Transmitter, Shutdown, Seal Gas Heater, LP Gas Compr Trn A | Transmitter, Temperature | SD002.03.02
771-TT-1762B | Temperature Transmitter, Shutdown, Seal Gas Heater, LP Gas Compr Trn B | Transmitter, Temperature | SD002.03.02
771-TT-8762A | Temperature Transmitter, Shutdown, Seal Gas Heater, CO2 Gas Compr Trn A | Transmitter, Temperature | SD002.03.02
771-TT-8762B | Temperature Transmitter, Shutdown, Seal Gas Heater, CO2 GC Trn B | Transmitter, Temperature | SD002.03.02
553-IR-8102D-2 | Flame IR Detector, Turbine Enclosure, Power Generation Package D | Flame detector | DS001.01
553-IR-8102D-3 | Flame IR Detector, Turbine Enclosure, Power Generation Package D | Flame detector | DS001.01
771-CORE-0112A | Compressor, Seal Gas Booster, LP Gas Compressor, Trn A | Compressor, Reciprocating | PC002.01
771-CORE-0112B | Compressor, Seal Gas Booster, LP Gas Compressor, Trn B | Compressor, Reciprocating | PC002.01
111-SDV-1341A-1 | Shutdown Valve, 1.25", LF 1st Shut-Off Valve, Power Generation Pkge A | Valve, Shutdown | SD001.01
111-SDV-1341A-2 | Shutdown Valve, 2", LF 1st Shut-Off Valve, Power Generation Pkge A | Valve, Shutdown | SD001.01
111-SDV-1341B-1 | Shutdown Valve, 1.25", LF 1st Shut-Off Valve, Power Generation Pkge B | Valve, Shutdown | SD001.01
111-SDV-1341B-2 | Shutdown Valve, 2", LF 1st Shut-Off Valve, Power Generation Pkge B | Valve, Shutdown | SD001.01
111-SDV-1341C-1 | Shutdown Valve, 1.25", LF 1st Shut-Off Valve, Power Generation Pkge C | Valve, Shutdown | SD001.01
111-SDV-1341C-2 | Shutdown Valve, 2", LF 1st Shut-Off Valve, Power Generation Pkge C | Valve, Shutdown | SD001.01
111-SDV-1341D-1 | Shutdown Valve, 1.25", LF 1st Shut-Off Valve, Power Generation Pkge D | Valve, Shutdown | SD001.01
111-SDV-1341D-2 | Shutdown Valve, 2", LF 1st Shut-Off Valve, Power Generation Pkge D | Valve, Shutdown | SD001.01
111-SDV-1342A-1 | Shutdown Valve, 1.25", LF 2nd Shut-Off Valve, Power Generation Pkge A | Valve, Shutdown | SD001.01
111-SDV-1342A-2 | Shutdown Valve, 2", LF 2nd Shut-Off Valve, Power Generation Pkge A | Valve, Shutdown | SD001.01
111-SDV-1342B-1 | Shutdown Valve, 1.25", LF 2nd Shut-Off Valve, Power Generation Pkge B | Valve, Shutdown | SD001.01
111-SDV-1342B-2 | Shutdown Valve, 2", LF 2nd Shut-Off Valve, Power Generation Pkge B | Valve, Shutdown | SD001.01
111-SDV-1342C-1 | Shutdown Valve, 1.25", LF 2nd Shut-Off Valve, Power Generation Pkge C | Valve, Shutdown | SD001.01
111-SDV-1342C-2 | Shutdown Valve, 2", LF 2nd Shut-Off Valve, Power Generation Pkge C | Valve, Shutdown | SD001.01
111-SDV-1342D-1 | Shutdown Valve, 1.25", LF 2nd Shut-Off Valve, Power Generation Pkge D | Valve, Shutdown | SD001.01
111-SDV-1342D-2 | Shutdown Valve, 2", LF 2nd Shut-Off Valve, Power Generation Pkge D | Valve, Shutdown | SD001.01
553-GIR-8100A-1 | Gas Detector, IR, Inlet Air Filter, Power Generation Package A | Hydrocarbon Gas Detector | DS001.02
553-GIR-8100A-2 | Gas Detector, IR, Inlet Air Filter, Power Generation Package A | Hydrocarbon Gas Detector | DS001.02
553-GIR-8100A-3 | Gas Detector, IR, Inlet Air Filter, Power Generation Package A | Hydrocarbon Gas Detector | DS001.02
553-GIR-8100B-1 | Gas Detector, IR, Inlet Air Filter, Power Generation Package B | Hydrocarbon Gas Detector | DS001.02
553-GIR-8100B-2 | Gas Detector, IR, Inlet Air Filter, Power Generation Package B | Hydrocarbon Gas Detector | DS001.02
553-GIR-8100B-3 | Gas Detector, IR, Inlet Air Filter, Power Generation Package B | Hydrocarbon Gas Detector | DS001.02
553-GIR-8100C-1 | Gas Detector, IR, Inlet Air Filter, Power Generation Package C | Hydrocarbon Gas Detector | DS001.02
553-GIR-8100C-2 | Gas Detector, IR, Inlet Air Filter, Power Generation Package C | Hydrocarbon Gas Detector | DS001.02
553-GIR-8100C-3 | Gas Detector, IR, Inlet Air Filter, Power Generation Package C | Hydrocarbon Gas Detector | DS001.02
553-GIR-8100D-1 | Gas Detector, IR, Inlet Air Filter, Power Generation Package D | Hydrocarbon Gas Detector | DS001.02
553-GIR-8100D-2 | Gas Detector, IR, Inlet Air Filter, Power Generation Package D | Hydrocarbon Gas Detector | DS001.02
553-GIR-8100D-3 | Gas Detector, IR, Inlet Air Filter, Power Generation Package D | Hydrocarbon Gas Detector | DS001.02
553-GIR-8101A-1 | Gas Detector, Shutdown, IR, Vent Air Outlet, Power Generation Package A | Hydrocarbon Gas Detector | DS001.02
553-GIR-8101A-2 | Gas Detector, Shutdown, IR, Vent Air Outlet, Power Generation Package A | Hydrocarbon Gas Detector | DS001.02
553-GIR-8101A-3 | Gas Detector, Shutdown, IR, Vent Air Outlet, Power Generation Package A | Hydrocarbon Gas Detector | DS001.02
553-GIR-8101B-1 | Gas Detector, Shutdown, IR, Vent Air Outlet, Power Generation Package B | Hydrocarbon Gas Detector | DS001.02
553-GIR-8101B-2 | Gas Detector, Shutdown, IR, Vent Air Outlet, Power Generation Package B | Hydrocarbon Gas Detector | DS001.02
553-GIR-8101B-3 | Gas Detector, Shutdown, IR, Vent Air Outlet, Power Generation Package B | Hydrocarbon Gas Detector | DS001.02
553-GIR-8101C-1 | Gas Detector, Shutdown, IR, Vent Air Outlet, Power Generation Package C | Hydrocarbon Gas Detector | DS001.02
553-GIR-8101C-2 | Gas Detector, Shutdown, IR, Vent Air Outlet, Power Generation Package C | Hydrocarbon Gas Detector | DS001.02
553-GIR-8101C-3 | Gas Detector, Shutdown, IR, Vent Air Outlet, Power Generation Package C | Hydrocarbon Gas Detector | DS001.02
553-GIR-8101D-1 | Gas Detector, Shutdown, IR, Vent Air Outlet, Power Generation Package D | Hydrocarbon Gas Detector | DS001.02
553-GIR-8101D-2 | Gas Detector, Shutdown, IR, Vent Air Outlet, Power Generation Package D | Hydrocarbon Gas Detector | DS001.02
553-GIR-8101D-3 | Gas Detector, Shutdown, IR, Vent Air Outlet, Power Generation Package D | Hydrocarbon Gas Detector | DS001.02
111-HVDP-0128A-1 | Fire Damper, Vent Air Inlet, Power Generation Package A | Fire Damper | IC001.01.02
111-HVDP-0128A-2 | Fire Damper, Vent Air Inlet, Power Generation Package A | Fire Damper | IC001.01.02
111-HVDP-0128B-1 | Fire Damper, Vent Air Inlet, Power Generation Package B | Fire Damper | IC001.01.02
111-HVDP-0128B-2 | Fire Damper, Vent Air Inlet, Power Generation Package B | Fire Damper | IC001.01.02
771-FT-1743-2A | Flow Transmitter, Diff, Shutdown, Seal Gas NDE, LP Gas Compr Trn A | Transmitter, Flow | SD002.03.04
771-FT-1743-2B | Flow Transmitter, Diff, Shutdown, Seal Gas NDE, LP Gas Compr Trn B | Transmitter, Flow | SD002.03.04
771-FT-1745-2A | Flow Transmitter, Diff, Shutdown, Seal Gas NDE, LP Gas Compr Trn A | Transmitter, Flow | SD002.03.04
771-FT-1745-2B | Flow Transmitter, Diff, Shutdown, Seal Gas NDE, LP Gas Compr Trn B | Transmitter, Flow | SD002.03.04
771-FT-8743A-2 | Flow Transmitter, Diff, Shutdown, Seal Gas NDE, CO2 Gas Compr Trn A | Transmitter, Flow | SD002.03.04
771-FT-8743B-2 | Flow Transmitter, Diff, Shutdown, Seal Gas NDE, CO2 GC Trn B | Transmitter, Flow | SD002.03.04
111-HVDP-0128C-1 | Fire Damper, Vent Air Inlet, Power Generation Package C | Fire Damper | IC001.01.02
111-HVDP-0128C-2 | Fire Damper, Vent Air Inlet, Power Generation Package C | Fire Damper | IC001.01.02
111-HVDP-0128D-1 | Fire Damper, Vent Air Inlet, Power Generation Package D | Fire Damper | IC001.01.02
111-HVDP-0128D-2 | Fire Damper, Vent Air Inlet, Power Generation Package D | Fire Damper | IC001.01.02
111-HVDP-0129A-1 | Fire Damper, Vent Air Outlet, Power Generation Package A | Fire Damper | IC001.01.02
111-HVDP-0129A-2 | Fire Damper, Vent Air Outlet, Power Generation Package A | Fire Damper | IC001.01.02
111-HVDP-0129B-1 | Fire Damper, Vent Air Outlet, Power Generation Package B | Fire Damper | IC001.01.02
111-HVDP-0129B-2 | Fire Damper, Vent Air Outlet, Power Generation Package B | Fire Damper | IC001.01.02
111-HVDP-0129C-1 | Fire Damper, Vent Air Outlet, Power Generation Package C | Fire Damper | IC001.01.02
111-HVDP-0129C-2 | Fire Damper, Vent Air Outlet, Power Generation Package C | Fire Damper | IC001.01.02
111-HVDP-0129D-1 | Fire Damper, Vent Air Outlet, Power Generation Package D | Fire Damper | IC001.01.02
111-HVDP-0129D-2 | Fire Damper, Vent Air Outlet, Power Generation Package D | Fire Damper | IC001.01.02
553-FGOM-8138A-1 | Oil Mist Detector, Alarm, Vent Air Outlet, Power Generation Package A | Detector, Oil Mist | DS001.02
553-FGOM-8138A-2 | Oil Mist Detector, Alarm, Vent Air Outlet, Power Generation Package A | Detector, Oil Mist | DS001.02
771-FT-8745A-2 | Flow Transmitter, Diff, Shutdown, Seal Gas DE, CO2 Gas Compr Trn A | Transmitter, Flow | SD002.03.04
771-FT-8745B-2 | Flow Transmitter, Diff, Shutdown, Seal Gas DE, CO2 GC Trn B | Transmitter, Flow | SD002.03.04
771-TT-1801A | Temperature Transmitter, Shutdown, Gear LO, LP Gas Compr Trn A | Transmitter, Temperature | SD002.03.02
771-TT-1801B | Temperature Transmitter, Shutdown, Gear LO, LP Gas Compr Trn B | Transmitter, Temperature | SD002.03.02
771-TT-1804A | Temperature Transmitter, Shutdown, Gear Working Oil, PLGC Trn A | Transmitter, Temperature | SD002.03.02
553-FGOM-8138B-1 | Oil Mist Detector, Alarm, Vent Air Outlet, Power Generation Package B | Detector, Oil Mist | DS001.02
553-FGOM-8138B-2 | Oil Mist Detector, Alarm, Vent Air Outlet, Power Generation Package B | Detector, Oil Mist | DS001.02
553-FGOM-8138C-1 | Oil Mist Detector, Alarm, Vent Air Outlet, Power Generation Package C | Detector, Oil Mist | DS001.02
553-FGOM-8138C-2 | Oil Mist Detector, Alarm, Vent Air Outlet, Power Generation Package C | Detector, Oil Mist | DS001.02
553-FGOM-8138D-1 | Oil Mist Detector, Alarm, Vent Air Outlet, Power Generation Package D | Detector, Oil Mist | DS001.02
553-FGOM-8138D-2 | Oil Mist Detector, Alarm, Vent Air Outlet, Power Generation Package D | Detector, Oil Mist | DS001.02
771-TT-8801C | Temperature Transmitter, Shutdown, Gear LO, CO2 Gas Compr Trn A | Transmitter, Temperature | SD002.03.02
771-TT-8804C | Temperature Transmitter, Shutdown, Gear Working Oil, CO2 Gas Compr Trn A | Transmitter, Temperature | SD002.03.02
771-TT-8804D | Temperature Transmitter, Shutdown, Gear Working Oil, CO2 Gas Compr Trn A | Transmitter, Temperature | SD002.03.02
111-DREM-0125A-1 | Electric Motor, LV, Main Vent Fan, Power Generation Package A | Motor, Electric | IC001.01.01
111-DREM-0125A-2 | Electric Motor, LV, Stand-By Vent Fan, Power Generation Package A | Motor, Electric | IC001.01.01
111-DREM-0125B-1 | Electric Motor, LV, Main Vent Fan, Power Generation Package B | Motor, Electric | IC001.01.01
111-DREM-0125B-2 | Electric Motor, LV, Stand-By Vent Fan, Power Generation Package B | Motor, Electric | IC001.01.01
111-DREM-0125C-1 | Electric Motor, LV, Main Vent Fan, Power Generation Package C | Motor, Electric | IC001.01.01
111-DREM-0125C-2 | Electric Motor, LV, Stand-By Vent Fan, Power Generation Package C | Motor, Electric | IC001.01.01
111-DREM-0125D-1 | Electric Motor, LV, Main Vent Fan, Power Generation Package D | Motor, Electric | IC001.01.01
111-DREM-0125D-2 | Electric Motor, LV, Stand-By Vent Fan, Power Generation Package D | Motor, Electric | IC001.01.01
122-PG-1113-D-2 | Pressure Gauge, Flow Control Valve 122-FCV-1113D-2, Seawater Lift Pump D Discharge [NR13] | Gauge, Pressure | 0
122-PG-8500-1 | Pressure Gauge, Pressure Control Valve 122-PCV-8500-1, SW/Cooling Medium Coolers Outlet [NR13] | Gauge, Pressure | 0
108-PT-2103A | Low Pressure Transmitter, Semi-Hermeric Screw Compressor #2 [NR13] | Transmitter, Pressure | 0
110-PST-2403 | Pressure Safety Transmitter, Nitrogen Receiver Outlet [NR13] | Transmitter, Pressure | 0
111-PIT-1300A | Pressure Indicator Transmitter, Fuel Gas Supply A, Fuel Gas Y-Strainer Outlet [NR13] | Transmitter, Pressure | 0
111-PIT-1300B | Pressure Indicator Transmitter, Fuel Gas Supply B, Fuel Gas Y-Strainer Outlet [NR13] | Transmitter, Pressure | 0
111-PIT-1300C | Pressure Indicator Transmitter, Fuel Gas Supply C, Fuel Gas Y-Strainer Outlet [NR13] | Transmitter, Pressure | 0
111-PIT-1300D | Pressure Indicator Transmitter, Fuel Gas Supply D, Fuel Gas Y-Strainer Outlet [NR13] | Transmitter, Pressure | 0
118-PG-6501 | Pressure Gauge, Instrument Air Bottle for Pneumatic Fire Damper 118-VEBR-6101 [NR13] | Gauge, Pressure | 0
118-PG-6502 | Pressure Gauge, Instrument Air Bottle for Pneumatic Fire Damper 118-VEBR-6102 [NR13] | Gauge, Pressure | 0
118-PG-6503 | Pressure Gauge, Instrument Air Bottle for Pneumatic Fire Damper 118-VEBR-6103 [NR13] | Gauge, Pressure | 0
118-PG-6504 | Pressure Gauge, Instrument Air Bottle for Pneumatic Fire Damper 118-VEBR-6104 [NR13] | Gauge, Pressure | 0
118-PG-6505 | Pressure Gauge, Instrument Air Bottle for Pneumatic Fire Damper 118-VEBR-6105 [NR13] | Gauge, Pressure | 0
118-PG-6506 | Pressure Gauge, Instrument Air Bottle for Pneumatic Fire Damper 118-VEBR-6106 [NR13] | Gauge, Pressure | 0
118-PG-6507 | Pressure Gauge, Instrument Air Bottle for Pneumatic Fire Damper 118-VEBR-6107 [NR13] | Gauge, Pressure | 0
118-PG-6508 | Pressure Gauge, Instrument Air Bottle for Pneumatic Fire Damper 118-VEBR-6108 [NR13] | Gauge, Pressure | 0
118-PG-6509 | Pressure Gauge, Instrument Air Bottle for Pneumatic Fire Damper 118-VEBR-6109 [NR13] | Gauge, Pressure | 0
118-PG-6510 | Pressure Gauge, Instrument Air Bottle for Pneumatic Fire Damper 118-VEBR-6110 [NR13] | Gauge, Pressure | 0
118-PG-6511 | Pressure Gauge, Instrument Air Bottle for Pneumatic Fire Damper 118-VEBR-6111 [NR13] | Gauge, Pressure | 0
118-PG-6512 | Pressure Gauge, Instrument Air Bottle for Pneumatic Fire Damper 118-VEBR-6112 [NR13] | Gauge, Pressure | 0
118-PG-6513 | Pressure Gauge, Instrument Air Bottle for Pneumatic Fire Damper 118-VEBR-6113 [NR13] | Gauge, Pressure | 0
118-PG-6514 | Pressure Gauge, Instrument Air Bottle for Pneumatic Fire Damper 118-VEBR-6114 [NR13] | Gauge, Pressure | 0
118-PG-6515 | Pressure Gauge, Instrument Air Bottle for Pneumatic Fire Damper 118-VEBR-6115 [NR13] | Gauge, Pressure | 0
771-PG-8124B | Pressure Gauge, Flow Control Valve 771-FCV-8124B, CO2 Compressor 1st Stage Discharge Cooler B Outlet [NR13] | Gauge, Pressure | 0
777-PG-1015 | Pressure Gauge, Blowdown Valve 777-BDV-1015, Fuel Gas Superheater Blowdown [NR13] | Gauge, Pressure | 0
777-PG-1017 | Pressure Gauge, Blowdown Valve 777-BDV-1017, Fuel Gas Superheater Inlet [NR13] | Gauge, Pressure | 0
775-PG-6005 | Pressure Gauge, Blowdown Valve 775-BDV-6005, IGC Discharge Coolers Blowdown [NR13] | Gauge, Pressure | 0
775-PG-6035 | Pressure Gauge, Blowdown Valve 775-BDV-6035, IGC Discharge Coolers Blowdown [NR13] | Gauge, Pressure | 0
775-PG-6037 | Pressure Gauge, Blowdown Valve 775-BDV-6037, IGC Discharge Coolers Blowdown [NR13] | Gauge, Pressure | 0
771-PG-3128A | Pressure Gauge, Blowdown Valve 771-BDV-3128A, Injection Gas Compressor A Blowdown [NR13] | Gauge, Pressure | 0
118-PG-6516 | Pressure Gauge, Instrument Air Bottle for Pneumatic Fire Damper 118-VEBR-6116 [NR13] | Gauge, Pressure | 0
118-PG-6517 | Pressure Gauge, Instrument Air Bottle for Pneumatic Fire Damper 118-VEBR-6117 [NR13] | Gauge, Pressure | 0
771-PG-8124A | Pressure Gauge, Flow Control Valve 771-FCV-8124A, CO2 Compressor 1st Stage Discharge Cooler A Outlet [NR13] | Gauge, Pressure | 0
110-PG-1602 | Pressure Gauge, Nitrogen Buffer Vessel [NR13] | Gauge, Pressure | 0
108-DREM-2107B | Electric Motor, Condenser Fan B5, Axial, LER HVAC Package | Motor, Electric | 0
108-DREM-2108A | Electric Motor, Condenser Fan A6, Axial, LER HVAC Package | Motor, Electric | 0
108-DREM-2108B | Electric Motor, Condenser Fan B6, Axial, LER HVAC Package | Motor, Electric | 0
108-DREM-2109A | Electric Motor, Condenser Fan A7, Axial, LER HVAC Package | Motor, Electric | 0
108-DREM-2109B | Electric Motor, Condenser Fan B7, Axial, LER HVAC Package | Motor, Electric | 0
108-DREM-2110A | Electric Motor, Condenser Fan A8, Axial, LER HVAC Package | Motor, Electric | 0
108-DREM-2110B | Electric Motor, Condenser Fan B8, Axial, LER HVAC Package | Motor, Electric | 0
108-DREM-2201A | Electric Motor, Exhaust Fan A, Battery Room HVAC Package | Motor, Electric | 0
108-DREM-2201B | Electric Motor, Exhaust Fan B, Battery Room HVAC Package | Motor, Electric | 0
108-DREM-2203 | Electric Motor, Condenser Fan 1, Axial, Battery Room HVAC Package | Motor, Electric | 0
108-DREM-2204 | Electric Motor, Condenser Fan 2, Axial, Battery Room HVAC Package | Motor, Electric | 0
108-DREM-2300A | Electric Motor, Supply Fan, HVAC Room | Motor, Electric | 0
108-DREM-2300B | Electric Motor, Supply Fan, HVAC Room | Motor, Electric | 0
108-DREM-2400 | Electric Motor, Supply Fan, HVAC Room | Motor, Electric | 0
108-DREM-2501A | Electric Motor, Exhaust Fan A, Laboratory Room | Motor, Electric | 0
108-DREM-2501B | Electric Motor, Exhaust Fan B, Laboratory Room | Motor, Electric | 0
108-DREM-2503 | Electric Motor, Condenser Fan 1, Axial, Laboratory HVAC Package | Motor, Electric | 0
108-DREM-2504 | Electric Motor, Condenser Fan 2, Axial, Laboratory HVAC Package | Motor, Electric | 0
108-DREM-2600 | Electric Motor, Supply Fan, UPS Room | Motor, Electric | 0
108-DREM-2700 | Electric Motor, Supply Fan, HVAC Room | Motor, Electric | 0
108-DREM-2800 | Electric Motor, LER Purging Supply Fan, HVAC Room | Motor, Electric | 0
108-DREM-2801 | Electric Motor, LER Transformer Room Purging Fan, HVAC Room | Motor, Electric | 0
772-PG-7207A | Pressure Gauge, Blowdown Valve 772-BDV-7207A, CO2 Membrane Pre-Treatment Package Blowdown [NR13] | Gauge, Pressure | 0
772-PG-7207B | Pressure Gauge, Blowdown Valve 772-BDV-7207B, CO2 Membrane Pre-Treatment Package Blowdown [NR13] | Gauge, Pressure | 0
MULTIGAS 01 | Personal Portable Multigas Detector | Hydrocarbon Gas Detector | LS002.01.03
MULTIGAS 02 | Space Portable Multigas Detector | Hydrocarbon Gas Detector | LS002.01.03
771-PG-7251A | Pressure Gauge, Blowdown Valve 771-BDV-7251A, Vapour Recovery Compressor 2nd Stage A Blowdown [NR13] | Gauge, Pressure | 0
771-PG-7251B | Pressure Gauge, Blowdown Valve 771-BDV-7251B, Vapour Recovery Compressor 2nd Stage B Blowdown [NR13] | Gauge, Pressure | 0
771-PG-8218A | Pressure Gauge, Blowdown Valve 771-BDV-8218A, CO2 Compressor 2nd Stage Discharge Cooler A Blowdown [NR13] | Gauge, Pressure | 0
771-PG-8218B | Pressure Gauge, Blowdown Valve 771-BDV-8218B, CO2 Compressor 2nd Stage Discharge Cooler B Blowdown [NR13] | Gauge, Pressure | 0
772-PG-1111 | Pressure Gauge, Blowdown Valve 772-BDV-1111, TEG Inlet Scrubber Blowdown [NR13] | Gauge, Pressure | 0
772-PG-1113 | Pressure Gauge, Blowdown Valve 772-BDV-1113, TEG Inlet Scrubber Blowdown [NR13] | Gauge, Pressure | 0
772-PG-1721 | Pressure Gauge, Blowdown Valve 772-BDV-1721, TEG Contactor Blowdown [NR13] | Gauge, Pressure | 0
772-PG-1740 | Pressure Gauge, Blowdown Valve 772-BDV-1740, TEG Contactor Blowdown [NR13] | Gauge, Pressure | 0
772-PG-1742 | Pressure Gauge, Blowdown Valve 772-BDV-1742, TEG Contactor Blowdown [NR13] | Gauge, Pressure | 0
772-PG-6411A | Pressure Gauge, Blowdown Valve 772-BDV-6411A, TEG Filter Coalescer A Blowdown [NR13] | Gauge, Pressure | 0
333-DREM-0903 | Electric Motor, Davit SB, Liferaft, Single Arm | Motor, Electric | 0
333-DREM-0904 | Electric Motor, Davit PS, Liferaft, Single Arm | Motor, Electric | 0
874-DREM-1308 | Electric Motor, Central Wiper | Motor, Electric | 0
874-DREM-1309 | Electric Motor, Right Wiper | Motor, Electric | 0
874-DREM-1329 | Electric Motor, Left Wiper | Motor, Electric | 0
874-DREM-1511A | Electric Motor, Hoisting, Davit Crane (Fix Type) | Motor, Electric | 0
874-DREM-1511B | Electric Motor, Cross Travel, Davit Crane (Fix Type) | Motor, Electric | 0
874-DREM-1511C | Electric Motor, Slewing, Davit Crane (Fix Type) | Motor, Electric | 0
874-DREM-1512A | Electric Motor, Hoisting, Davit Crane (Fix Type) | Motor, Electric | 0
874-DREM-1512B | Electric Motor, Cross Travel, Davit Crane (Fix Type) | Motor, Electric | 0
874-DREM-1512C | Electric Motor, Slewing, Davit Crane (Fix Type) | Motor, Electric | 0
125-PG-4072 | Pressure Gauge, Discharge, Deep Well Pump HPU No.1 [NR13] | Gauge, Pressure | 0
125-PG-4074 | Pressure Gauge, Discharge, Deep Well Pump HPU No.2 [NR13] | Gauge, Pressure | 0
772-PG-7247B | Pressure Gauge, Blowdown Valve 772-BDV-7247B, CO2 Removal Unit Blowdown [NR13] | Gauge, Pressure | 0
772-PG-7803 | Pressure Gauge, Blowdown Valve 772-BDV-7803, Gas Condensate Exchanger Blowdown [NR13] | Gauge, Pressure | 0
772-PG-7825 | Pressure Gauge, Blowdown Valve 772-BDV-7825, Gas Condensate Exchanger Inlet [NR13] | Gauge, Pressure | 0
108-HVEF-2501A | Fan A, Exhaust, Laboratory Room | Fan | 0
108-HVEF-2501B | Fan B, Exhaust, Laboratory Room | Fan | 0
108-HVFA-2109A | Fan, Axial, Condenser No2, LER HVAC Package A | Fan | 0
108-HVFA-2109B | Fan, Axial, Condenser No2, LER HVAC Package B | Fan | 0
108-HVFA-2110A | Fan, Axial, Condenser No2, LER HVAC Package A | Fan | 0
108-HVFA-2110B | Fan, Axial, Condenser No2, LER HVAC Package B | Fan | 0
108-HVFA-2203 | Condenser Fan, Axial | Fan | 0
108-HVFA-2204 | Condenser Fan, Axial | Fan | 0
108-HVFA-2503 | Condenser Fan, Axial | Fan | 0
108-HVFA-2504 | Condenser Fan, Axial | Fan | 0
772-PG-7247A | Pressure Gauge, Blowdown Valve 772-BDV-7247A, CO2 Removal Unit Blowdown [NR13] | Gauge, Pressure | 0
773-PG-6210 | Pressure Gauge, Gas Lift Pig Launcher [NR13] | Gauge, Pressure | 0
771-PG-3128B | Pressure Gauge, Blowdown Valve 771-BDV-3128B, Injection Gas Compressor B Blowdown [NR13] | Gauge, Pressure | 0
771-PG-3128C | Pressure Gauge, Blowdown Valve 771-BDV-3128C, Injection Gas Compressor C Blowdown [NR13] | Gauge, Pressure | 0
771-PG-3132A | Pressure Gauge, Blowdown Valve 771-BDV-3132A, Injection Gas Compressor A Blowdown [NR13] | Gauge, Pressure | 0
771-PG-3132B | Pressure Gauge, Blowdown Valve 771-BDV-3132B, Injection Gas Compressor B Blowdown [NR13] | Gauge, Pressure | 0
771-PG-3132C | Pressure Gauge, Blowdown Valve 771-BDV-3132C, Injection Gas Compressor C Blowdown [NR13] | Gauge, Pressure | 0
771-PG-3134A | Pressure Gauge, Blowdown Valve 771-BDV-3134A, Injection Gas Compressor A Blowdown [NR13] | Gauge, Pressure | 0
771-PG-3134B | Pressure Gauge, Blowdown Valve 771-BDV-3134B, Injection Gas Compressor B Blowdown [NR13] | Gauge, Pressure | 0
771-PG-3134C | Pressure Gauge, Blowdown Valve 771-BDV-3134C, Injection Gas Compressor C Blowdown [NR13] | Gauge, Pressure | 0
661-PG-0407 | Pressure Gauge, Blowdown Valve 661-BDV-0407, Test Manifold to HP Flare Sub Header [NR13] | Gauge, Pressure | 0
771-PG-0104 | Pressure Gauge, Blowdown Valve 771-BDV-0104, HP Separator Blowdown [NR13] | Gauge, Pressure | 0
771-PG-0106 | Pressure Gauge, Blowdown Valve 771-BDV-0106, HP Separator Blowdown [NR13] | Gauge, Pressure | 0
771-PG-0108 | Pressure Gauge, Blowdown Valve 771-BDV-0108, HP Separator Blowdown [NR13] | Gauge, Pressure | 0
771-PG-0118 | Pressure Gauge, Blowdown Valve 771-BDV-0118, FWKO Drum Blowndown [NR13] | Gauge, Pressure | 0
771-PG-0120 | Pressure Gauge, Blowdown Valve 771-BDV-0120, FWKO Drum Blowndown [NR13] | Gauge, Pressure | 0
771-PG-0204 | Pressure Gauge, Blowdown Valve 771-BDV-0204, IP Flash Vessel Blowdown [NR13] | Gauge, Pressure | 0
771-PG-0214 | Pressure Gauge, Blowdown Valve 771-BDV-0214, LP Degasser Blowndown [NR13] | Gauge, Pressure | 0
771-PG-0604 | Pressure Gauge, Blowdown Valve 771-BDV-0604, Test Separator Blowdown [NR13] | Gauge, Pressure | 0
771-PG-0606 | Pressure Gauge, Blowdown Valve 771-BDV-0606, Test Separator Blowdown [NR13] | Gauge, Pressure | 0
771-PG-0930 | Pressure Gauge, Blowdown Valve 771-BDV-0930, Safety Knock Out Drum Blowdown [NR13] | Gauge, Pressure | 0
771-PG-1126A | Pressure Gauge, Blowdown Valve 771-BDV-1126A, LPGC Discharge Cooler A Blowdown [NR13] | Gauge, Pressure | 0
771-PG-1126B | Pressure Gauge, Blowdown Valve 771-BDV-1126B, LPGC Discharge Cooler B Blowdown [NR13] | Gauge, Pressure | 0
771-PG-2128A | Pressure Gauge, Blowdown Valve 771-BDV-2128A, Main Gas Compressor A Blowdown [NR13] | Gauge, Pressure | 0
771-PG-2128B | Pressure Gauge, Blowdown Valve 771-BDV-2128B, Main Gas Compressor B Blowdown [NR13] | Gauge, Pressure | 0
771-PG-2128C | Pressure Gauge, Blowdown Valve 771-BDV-2128C, Main Gas Compressor C Blowdown [NR13] | Gauge, Pressure | 0
PA1 | Anchor leg, Portside AFT, PA1 | Chain | SI003.01.01
124-PG-1720A | Pressure Gauge, Produced Water Coarse Filter A Outlet [NR13] | Gauge, Pressure | 0
124-PG-1720B | Pressure Gauge, Produced Water Coarse Filter B Outlet [NR13] | Gauge, Pressure | 0
124-PG-1720C | Pressure Gauge, Produced Water Coarse Filter C Outlet [NR13] | Gauge, Pressure | 0
126-PG-1005A-2 | Pressure Gauge, Flow Control Valve 126-FCV-1005A-2, Water Injection Pump A Outlet [NR13] | Gauge, Pressure | 0
126-PG-1005A-3 | Pressure Gauge, Flow Control Valve 126-FCV-1005A-3, Water Injection Pump A Outlet [NR13] | Gauge, Pressure | 0
126-PG-1005B-2 | Pressure Gauge, Flow Control Valve 126-FCV-1005B-2, Water Injection Pump B Outlet [NR13] | Gauge, Pressure | 0
126-PG-1005B-3 | Pressure Gauge, Flow Control Valve 126-FCV-1005B-3, Water Injection Pump B Outlet [NR13] | Gauge, Pressure | 0
126-PG-1005C-2 | Pressure Gauge, Flow Control Valve 126-FCV-1005C-2, Water Injection Pump C Outlet [NR13] | Gauge, Pressure | 0
126-PG-1005C-3 | Pressure Gauge, Flow Control Valve 126-FCV-1005C-3, Water Injection Pump C Outlet [NR13] | Gauge, Pressure | 0
PA2 | Anchor leg, Portside AFT, PA2 | Chain | SI003.01.01
PA3 | Anchor leg, Portside AFT, PA3 | Chain | SI003.01.01
PA4 | Anchor leg, Portside AFT, PA4 | Chain | SI003.01.01
PA5 | Anchor leg, Portside AFT, PA5 | Chain | SI003.01.01
PA6 | Anchor leg, Portside AFT, PA6 | Chain | SI003.01.01
PA7 | Anchor leg, Portside AFT, PA7 | Chain | SI003.01.01
PF1 | Anchor leg, Portside FWD, PF1 | Chain | SI003.01.01
PF2 | Anchor leg, Portside FWD, PF2 | Chain | SI003.01.01
PF3 | Anchor leg, Portside FWD, PF3 | Chain | SI003.01.01
PF4 | Anchor leg, Portside FWD, PF4 | Chain | SI003.01.01
PF5 | Anchor leg, Portside FWD, PF5 | Chain | SI003.01.01
SA1 | Anchor leg, Starboard AFT, SA1 | Chain | SI003.01.01
SA2 | Anchor leg, Starboard AFT, SA2 | Chain | SI003.01.01
SA3 | Anchor leg, Starboard AFT, SA3 | Chain | SI003.01.01
SA4 | Anchor leg, Starboard AFT, SA4 | Chain | SI003.01.01
SA5 | Anchor leg, Starboard AFT, SA5 | Chain | SI003.01.01
SA6 | Anchor leg, Starboard AFT, SA6 | Chain | SI003.01.01
772-PG-6411B | Pressure Gauge, Blowdown Valve 772-BDV-6411B, TEG Filter Coalescer B Blowdown [NR13] | Gauge, Pressure | 0
772-PG-7031 | Pressure Gauge, Blowdown Valve 772-BDV-7031, CO2 Removal Unit Blowdown [NR13] | Gauge, Pressure | 0
772-PG-7724 | Pressure Gauge, Blowdown Valve 772-BDV-7724, Cold Separator Blowdown [NR13] | Gauge, Pressure | 0
772-PG-7733A | Pressure Gauge, Blowdown Valve 772-BDV-7733A, Coalescer Filter A Blowdown [NR13] | Gauge, Pressure | 0
772-PG-7733B | Pressure Gauge, Blowdown Valve 772-BDV-7733B, Coalescer Filter B Blowdown [NR13] | Gauge, Pressure | 0
773-PG-0004 | Pressure Gauge, Blowdown Valve 773-BDV-0004, Gas Lift Service Manifold to HP Pressurized Cold Flare Header [NR13] | Gauge, Pressure | 0
776-PG-1009 | Pressure Gauge, Blowdown Valve 776-BDV-1009, Pressurized Flare Drum Blowdown [NR13] | Gauge, Pressure | 0
777-PG-1011 | Pressure Gauge, Blowdown Valve 777-BDV-1011, Fuel Gas Superheater Blowdown [NR13] | Gauge, Pressure | 0
122-PG-8500-2 | Pressure Gauge, Pressure Control Valve 122-PCV-8500-2, SW/Cooling Medium Coolers Outlet [NR13] | Gauge, Pressure | 0
SF1 | Anchor leg, Starboard FWD, SF1 | Chain | SI003.01.01
SF2 | Anchor leg, Starboard FWD, SF2 | Chain | SI003.01.01
SF3 | Anchor leg, Starboard FWD, SF3 | Chain | SI003.01.01
SF4 | Anchor leg, Starboard FWD, SF4 | Chain | SI003.01.01
SF5 | Anchor leg, Starboard FWD, SF5 | Chain | SI003.01.01
SF6 | Anchor leg, Starboard FWD, SF6 | Chain | SI003.01.01
118-PG-6518 | Pressure Gauge, Instrument Air Bottle for Pneumatic Fire Damper 118-VEBR-6118 [NR13] | Gauge, Pressure | 0
118-PG-6519 | Pressure Gauge, Instrument Air Bottle for Pneumatic Fire Damper 118-VEBR-6119 [NR13] | Gauge, Pressure | 0
118-PG-6520 | Pressure Gauge, Instrument Air Bottle for Pneumatic Fire Damper 118-VEBR-6120 [NR13] | Gauge, Pressure | 0
122-PG-1113-A-2 | Pressure Gauge, Flow Control Valve 122-FCV-1113A-2, Seawater Lift Pump A Discharge [NR13] | Gauge, Pressure | 0
122-PG-1113-B-2 | Pressure Gauge, Flow Control Valve 122-FCV-1113B-2, Seawater Lift Pump B Discharge [NR13] | Gauge, Pressure | 0
122-PG-1113-C-2 | Pressure Gauge, Flow Control Valve 122-FCV-1113C-2, Seawater Lift Pump C Discharge [NR13] | Gauge, Pressure | 0
108-DREM-2103A | Electric Motor, Condenser Fan A1, Axial, LER HVAC Package | Motor, Electric | 0
108-DREM-2103B | Electric Motor, Condenser Fan B1, Axial, LER HVAC Package | Motor, Electric | 0
108-DREM-2104A | Electric Motor, Condenser Fan A2, Axial, LER HVAC Package | Motor, Electric | 0
108-DREM-2104B | Electric Motor, Condenser Fan B2, Axial, LER HVAC Package | Motor, Electric | 0
108-DREM-2105A | Electric Motor, Condenser Fan A3, Axial, LER HVAC Package | Motor, Electric | 0
108-DREM-2105B | Electric Motor, Condenser Fan B3, Axial, LER HVAC Package | Motor, Electric | 0
108-DREM-2106A | Electric Motor, Condenser Fan A4, Axial, LER HVAC Package | Motor, Electric | 0
108-DREM-2106B | Electric Motor, Condenser Fan B4, Axial, LER HVAC Package | Motor, Electric | 0
108-DREM-2107A | Electric Motor, Condenser Fan A5, Axial, LER HVAC Package | Motor, Electric | 0
331-SPHY-0559 | Fire Hydrant, 1.5", Aft Machinery Space, 2nd Deck SB | Hydrant, Fire | PS008.02.02
331-SPHY-0561 | Fire Hydrant, 1.5", Aft Machinery Space, 3rd Deck PS | Hydrant, Fire | PS008.02.02
331-SPHY-0562 | Fire Hydrant, 1.5", Aft Machinery Space, 3rd Deck PS | Hydrant, Fire | PS008.02.02
331-SPHY-0564 | Fire Hydrant, 1.5", Aft Machinery Space, 4th Deck PS | Hydrant, Fire | PS008.02.02
331-SPHY-0565 | Fire Hydrant, 1.5", Aft Machinery Space, 4th Deck SB | Hydrant, Fire | PS008.02.02
331-SPHY-0567 | Fire Hydrant, 1.5", Aft Machinery Space, 5th Deck PS | Hydrant, Fire | PS008.02.02
331-SPHY-0568 | Fire Hydrant, 1.5", Aft Machinery Space, 5th Deck SB | Hydrant, Fire | PS008.02.02
331-SPHY-0569 | Fire Hydrant, 1.5", Outside Aft Entrance, Accom B-Deck | Hydrant, Fire | PS008.02.02
331-SPHY-0570 | Fire Hydrant, 1.5", Aft Machinery Space, Tank Top PS | Hydrant, Fire | PS008.02.02
331-SPHY-0572 | Fire Hydrant, 1.5", Aft Machinery Space, Tank Top SB | Hydrant, Fire | PS008.02.02
331-SPHY-0575 | Fire Hydrant, 1.5", Fwd Fire Pump Room 1 | Hydrant, Fire | PS008.02.02
331-SPHY-0576 | Fire Hydrant, 1.5", Fwd Fire Pump Room 2 | Hydrant, Fire | PS008.02.02
331-SPHY-0599 | Fire Hydrant, Fire Water, 2.5", FZ07 PS | Hydrant, Fire | PS008.02.02
331-SPHY-0600 | Fire Hydrant, Fire Water, 2.5", FZ07 PS | Hydrant, Fire | PS008.02.02
331-SPHY-0601 | Fire Hydrant, Fire Water, 2.5", FZ06 PS | Hydrant, Fire | PS008.02.02
331-SPHY-0602 | Fire Hydrant, Fire Water, 2.5", FZ06 PS | Hydrant, Fire | PS008.02.02
331-SPHY-0603 | Fire Hydrant, Fire Water, 2.5", FZ07 SB | Hydrant, Fire | PS008.02.02
331-SPHY-0604 | Fire Hydrant, Fire Water, 2.5", FZ07 SB | Hydrant, Fire | PS008.02.02
331-SPHY-0605 | Fire Hydrant, Fire Water, 2.5", FZ06 SB | Hydrant, Fire | PS008.02.02
331-SPHY-0606 | Fire Hydrant, Fire Water, 2.5", FZ06 SB | Hydrant, Fire | PS008.02.02
331-SPHY-0607 | Fire Hydrant, Fire Water, 2.5", FZ10 PS | Hydrant, Fire | PS008.02.02
331-SPHY-0608 | Fire Hydrant, Fire Water, 2.5", FZ10 PS | Hydrant, Fire | PS008.02.02
331-SPHY-0609 | Fire Hydrant, Fire Water, 2.5", FZ09 PS | Hydrant, Fire | PS008.02.02
664-VACH-5002 | Check Valve, 2", Dissimilar, N2 Conn, Inlet, AFT Cargo Offloading Hose Reel | Valve, Check | PC005.01.01
772-LST-7815A | Level Transmitter, 772-VEVF-0008A | Transmitter, Level | SD002.03.03
772-LST-7815B | Level Transmitter, 772-VEVF-0008B | Transmitter, Level | SD002.03.03
772-PDST-6308 | Pressure Transmitter, Differential, Safety, Shutdown, Gas HP Sep, 772-HEST-0004 | Transmitter, Pressure | SD002.03.01
772-PDST-7707 | Pressure Transmitter, Differential, Safety, Shutdown, 772-HEST-0009 | Transmitter, Pressure | SD002.03.01
772-PDST-7708 | Pressure Transmitter, Differential, Safety, Shutdown, 772-HEST-0009 | Transmitter, Pressure | SD002.03.01
772-PSE-6414A | Pressure Safety Element, Bursting Disc, HP Flare Gas Flare Hdr, 772-VEVF-0002A | Rupture Disk | PC005.01.01
772-PSE-6414B | Pressure Safety Element, Bursting Disc, HP Flare Gas Flare Hdr, 772-VEVF-0002B | Rupture Disk | PC005.01.01
772-PST-4401A | Pressure Transmitter, Discharge, 772-PURE-0112A [NR13] | Transmitter, Pressure | SD002.03.01
772-PST-4401B | Pressure Transmitter, Discharge, 772-PURE-0112B [NR13] | Transmitter, Pressure | SD002.03.01
772-PSV-4104A | Pressure Safety Valve, 1D2, 772-VEVF-0102A | PSV-Conventional | PC005.01.01
772-PSV-4104B | Pressure Safety Valve, 1D2, 772-VEVF-0102B | PSV-Conventional | PC005.01.01
772-PSV-4402A | Pressure Safety Valve, 1D2, Discharge, 772-PURE-0112A | PSV-Conventional | PC005.01.01
126-PURO-0112A | Pump, Aux Lube Oil, 126 VEST-0113A | Pump Rotary | PC002.01
126-PURO-0112B | Pump, Aux Lube Oil, 126 VEST-0113B | Pump Rotary | PC002.01
126-PURO-0112C | Pump, Aux Lube Oil, 126 VEST-0113C | Pump Rotary | PC002.01
128-VEPU-0126C | Pulsation Damper, Discharge, Subsea H2S Scavenger Pump C | Damper, Pulsation | PC002.04
128-VEPU-0126D | Pulsation Damper, Discharge, Subsea H2S Scavenger Pump D | Damper, Pulsation | PC002.04
128-VEPU-0132A | Pulsation Damper, Discharge, Subsea Demulsifier Pump A | Damper, Pulsation | PC002.04
128-VEPU-0132B | Pulsation Damper, Discharge, Subsea Demulsifier Pump B | Damper, Pulsation | PC002.04
667-PSV-2007-1 | Pressure Safety Valve, 3J4, HP Flare Gas Header, 667-HEST-0004 | PSV-Conventional | PC005.01.01
667-PSV-2007-2 | Pressure Safety Valve, 3J4, HP Flare Gas Header, 667-HEST-0004 | PSV-Conventional | PC005.01.01
771-COCE-0101A | Compressor, LP Gas Compressor, Train A | Centrifugal Compressor | PC002.01
771-COCE-0101B | Compressor, LP Gas Compressor, Train B | Centrifugal Compressor | PC002.01
771-COCE-0901A | Compressor, CO2 Compressor 1st Stage, Train A | Centrifugal Compressor | PC002.01
771-COCE-0901B | Compressor, CO2 Compressor 1st Stage, Train B | Centrifugal Compressor | PC002.01
771-COCE-0902A | Compressor, CO2 Compressor 2nd Stage, Train A | Centrifugal Compressor | PC002.01
771-COCE-0902B | Compressor, CO2 Compressor 2nd Stage, Train B | Centrifugal Compressor | PC002.01
771-CORO-0678A | Compressor, Seal Gas Booster, Main Gas Compr, Trn A | Compressor, Rotary Lobe | PC002.01
771-CORO-0678B | Compressor, Seal Gas Booster, Main Gas Compr, Trn B | Compressor, Rotary Lobe | PC002.01
771-CORO-0678C | Compressor, Seal Gas Booster, Main Gas Compr, Trn C | Compressor, Rotary Lobe | PC002.01
771-CORO-0680A | Compressor, Seal Gas Booster, Injection Gas Compr, Trn A | Compressor, Rotary Lobe | PC002.01
771-CORO-0680B | Compressor, Seal Gas Booster, Injection Gas Compr, Trn B | Compressor, Rotary Lobe | PC002.01
771-CORO-0680C | Compressor, Seal Gas Booster, Injection Gas Compr, Trn C | Compressor, Rotary Lobe | PC002.01
777-PSV-1153-1 | Pressure Safety Valve, 3K4, Fuel Gas Header | PSV-Conventional | PC005.01.01
777-PSV-1153-2 | Pressure Safety Valve, 3K4, Fuel Gas Header | PSV-Conventional | PC005.01.01
777-PSV-1165-1 | Pressure Safety Valve, 3L4, Fuel Gas Header | PSV-Conventional | PC005.01.01
777-PSV-1165-2 | Pressure Safety Valve, 3L4, Fuel Gas Header | PSV-Conventional | PC005.01.01
108-DREM-0002-1 | Electric Motor, Supply Fan, Emergency Generator Room | Motor, Electric | IC001.01.01
108-DREM-0004-1 | Electric Motor, Supply Fan, Galley, AHU Room, F Deck | Motor, Electric | IC001.01.01
108-DREM-0005-1 | Electric Motor, Exhaust Fan, Accommodation No1, Accom Top Deck | Motor, Electric | IC001.01.01
108-DREM-0006-1 | Electric Motor, Exhaust Fan, Accommodation No2, Accom Top Deck | Motor, Electric | IC001.01.01
108-DREM-0007-1 | Electric Motor, Supply Fan, HPU Room /Access Room/Piping Room | Motor, Electric | IC001.01.01
108-DREM-0008-1 | Electric Motor, Exhaust Fan, Fwd Fire Pump Room 1 | Motor, Electric | IC001.01.01
771-TIT-3755B-2 | Temperature Transmitter, Shutdown, Seal Gas Inlet, Injection Gas Compr, Trn B | Transmitter, Temperature | SD002.03.02
771-TIT-3755C-1 | Temperature Transmitter, Shutdown, Seal Gas Inlet, Injection Gas Compr, Trn C | Transmitter, Temperature | SD002.03.02
771-TIT-3755C-2 | Temperature Transmitter, Shutdown, Seal Gas Inlet, Injection Gas Compr, Trn C | Transmitter, Temperature | SD002.03.02
772-PSV-7249A-1 | Pressure Safety Valve, 3K4, HP Cold Flare Gas Header, TS CO2 Removal Unit | PSV-Conventional | PC005.01.01
772-PSV-7249A-2 | Pressure Safety Valve, 3K4, HP Cold Flare Gas Header, TS CO2 Removal Unit | PSV-Conventional | PC005.01.01
772-PSV-7249B-1 | Pressure Safety Valve, 3K4, HP Cold Flare Gas Header, TS CO2 Removal Unit | PSV-Conventional | PC005.01.01
772-PSV-7249B-2 | Pressure Safety Valve, 3K4, HP Cold Flare Gas Header, TS CO2 Removal Unit | PSV-Conventional | PC005.01.01
874-DRHM-1785-1 | Hydraulic Motor, Slewing, Pedestal Crane, 874-CRDK-0001 | Motor, Hydraulic | SI005.01.01
874-DRHM-1785-2 | Hydraulic Motor, Slewing, Pedestal Crane, 874-CRDK-0001 | Motor, Hydraulic | SI005.01.01
874-DRHM-1785-3 | Hydraulic Motor, Slewing, Pedestal Crane, 874-CRDK-0001 | Motor, Hydraulic | SI005.01.01
874-DRHM-2785-1 | Hydraulic Motor, Slewing, Pedestal Crane, 874-CRDK-0002 | Motor, Hydraulic | SI005.01.01
874-DRHM-2785-2 | Hydraulic Motor, Slewing, Pedestal Crane, 874-CRDK-0002 | Motor, Hydraulic | SI005.01.01
874-DRHM-2785-3 | Hydraulic Motor, Slewing, Pedestal Crane, 874-CRDK-0002 | Motor, Hydraulic | SI005.01.01
128-PST-0411A | Pressure Transmitter, Safety Shutdown, Discharge, Subsea H2S Scavenger Pump A | Transmitter, Pressure | SD002.03.01
128-PST-0411B | Pressure Transmitter, Safety Shutdown, Discharge, Subsea H2S Scavenger Pump B | Transmitter, Pressure | SD002.03.01
128-PST-0411C | Pressure Transmitter, Safety Shutdown, Discharge, Subsea H2S Scavenger Pump C | Transmitter, Pressure | SD002.03.01
128-PST-0411D | Pressure Transmitter, Safety Shutdown, Discharge, Subsea H2S Scavenger Pump D | Transmitter, Pressure | SD002.03.01
128-PST-0417A | Pressure Transmitter, Safety shutdown, Suction, Subsea H2S Scavenger Pump A [NR13] | Transmitter, Pressure | SD002.03.01
128-PST-0417B | Pressure Transmitter, Safety shutdown, Suction, Subsea H2S Scavenger Pump B [NR13] | Transmitter, Pressure | SD002.03.01
128-PST-0417C | Pressure Transmitter, Safety shutdown, Suction, Subsea H2S Scavenger Pump C [NR13] | Transmitter, Pressure | SD002.03.01
128-PST-0417D | Pressure Transmitter, Safety shutdown, Suction, Subsea H2S Scavenger Pump D [NR13] | Transmitter, Pressure | SD002.03.01
331-SPHY-0610 | Fire Hydrant, Fire Water, 2.5", FZ09 PS | Hydrant, Fire | PS008.02.02
331-SPHY-0611 | Fire Hydrant, Fire Water, 2.5", FZ08 PS | Hydrant, Fire | PS008.02.02
331-SPHY-0612 | Fire Hydrant, Fire Water, 2.5", FZ08 PS | Hydrant, Fire | PS008.02.02
331-SPHY-0613 | Fire Hydrant, Fire Water, 2.5", FZ10 SB | Hydrant, Fire | PS008.02.02
331-SPHY-0614 | Fire Hydrant, Fire Water, 2.5", FZ10 SB | Hydrant, Fire | PS008.02.02
331-SPHY-0615 | Fire Hydrant, Fire Water, 2.5", FZ09 SB | Hydrant, Fire | PS008.02.02
331-SPHY-0616 | Fire Hydrant, Fire Water, 2.5", FZ09 SB | Hydrant, Fire | PS008.02.02
331-SPHY-0617 | Fire Hydrant, Fire Water, 2.5", FZ08 SB | Hydrant, Fire | PS008.02.02
331-SPHY-0618 | Fire Hydrant, Fire Water, 2.5", FZ08 SB | Hydrant, Fire | PS008.02.02
331-SPHY-0621 | Fire Hydrant, Foam, 2.5", Helideck | Hydrant, Fire | PS003.01.02
331-SPHY-0622 | Fire Hydrant, Foam, 2.5", Helideck | Hydrant, Fire | PS003.01.02
331-SPHY-0623 | Fire Hydrant, Foam, 2.5", Helideck | Hydrant, Fire | PS003.01.02
331-SPHY-0660 | Fire Hydrant, 2.5", Entrance/Outside, Accom Nav Bridge Deck PS | Hydrant, Fire | PS008.02.02
331-SPHY-0662 | Fire Hydrant, 2.5", Entance/Outside SB Entrance, Accom Nav Bridge Deck | Hydrant, Fire | PS008.02.02
331-SPHY-0664 | Fire Hydrant, 2.5", Entrance/Outside, Accom F-Deck PS | Hydrant, Fire | PS008.02.02
331-SPHY-0666 | Fire Hydrant, 2.5", Entance/Outside SB Entrance, Accom F-Deck | Hydrant, Fire | PS008.02.02
331-SPHY-0668 | Fire Hydrant, 2.5", Entrance/Outside, Accom E-Deck PS | Hydrant, Fire | PS008.02.02
331-SPHY-0670 | Fire Hydrant, 2.5", Entance/Outside SB Entrance, Accom E-Deck | Hydrant, Fire | PS008.02.02
331-SPHY-0672 | Fire Hydrant, 2.5", Entrance/Outside, Accom D-Deck PS | Hydrant, Fire | PS008.02.02
331-SPHY-0674 | Fire Hydrant, 2.5", Entance/Outside SB Entrance, Accom D-Deck | Hydrant, Fire | PS008.02.02
331-SPHY-0676 | Fire Hydrant, 2.5", Entrance/Outside, Accom C-Deck PS | Hydrant, Fire | PS008.02.02
331-SPHY-0678 | Fire Hydrant, 2.5", Entance/Outside SB Entrance, Accom C-Deck | Hydrant, Fire | PS008.02.02
331-SPHY-0680 | Fire Hydrant, 2.5", Entrance/Outside, Accom B-Deck PS | Hydrant, Fire | PS008.02.02
664-VACH-5003 | Check Valve, 2", Dissimilar, N2 Conn, Inlet, AFT Cargo Offloading Hose Reel | Valve, Check | PC005.01.01
664-VACH-5004 | Check Valve, 2", Dissimilar, N2 Conn, Inlet, FWD Cargo Offloading Hose Reel | Valve, Check | PC005.01.01
664-VACH-5005 | Check Valve, 2", Dissimilar, N2 Conn, Inlet, FWD Cargo Offloading Hose Reel | Valve, Check | PC005.01.01
667-PDST-2008 | Pressure Transmitter, Safety, Shutdown, MGO LP Header, 667-HEST-0004 | Transmitter, Pressure | SD002.03.01
667-PST-1300A | Pressure Transmitter, Safety, Shutdown, Suction, 667-PUCE-0003A | Transmitter, Pressure | SD002.03.01
667-PST-1300B | Pressure Transmitter, Safety, Shutdown, Suction, 667-PUCE-0003B | Transmitter, Pressure | SD002.03.01
667-PST-1301A | Pressure Transmitter, Safety, Shutdown, Discharge, 667-PUCE-0003A | Transmitter, Pressure | SD002.03.01
667-PST-1301B | Pressure Transmitter, Safety, Shutdown, Discharge, 667-PUCE-0003B | Transmitter, Pressure | SD002.03.01
667-SVCH-3201 | Check Valve, Dissimilar, 3", MGO Service Header, Topsides Dewaxing Heater | Valve, Check | PC005.01.01
667-VACH-3202 | Check Valve, Dissimilar, 3", MGO LP Service Header, TS Dewaxing Heater | Valve, Check | PC005.01.01
772-PSV-4402B | Pressure Safety Valve, 1D2, Discharge, 772-PURE-0112B | PSV-Conventional | PC005.01.01
772-PSV-6410A | Pressure Safety Valve, 1.5F2, HP Flare Gas Flare Header, 772-VEVF-002A | PSV-Conventional | PC005.01.01
772-PSV-6410B | Pressure Safety Valve, 1.5F2, HP Flare Gas Header, TS Teg Filter Coalescer B | PSV-Conventional | PC005.01.01
772-PSV-7203A | Pressure Safety Valve, 1.5G3, HP Cold Flare Gas Header, 772-VEVF-0202A | PSV-Conventional | PC005.01.01
772-PSV-7203B | Pressure Safety Valve, 1.5G3, HP Cold Flare Gas Header, 772-VEVF-0202B | PSV-Conventional | PC005.01.01
772-PSV-7822A | Pressure Safety Valve, 1D2, HP Flare Gas Cold Flare Header, 772-VEVF-0008A | PSV-Conventional | PC005.01.01
772-PSV-7822B | Pressure Safety Valve, 1D2, HP Flare Gas Cold Flare Header, 772-VEVF-0008A | PSV-Conventional | PC005.01.01
772-SDV-6407A | Shutdown Valve, 2", Condensate FWKO Drum, 772-VEVF-0002A | Valve, Shutdown | SD001.01
772-SDV-6407B | Shutdown Valve, Condensate FWKO Drum, TS Teg Filter Coalescer B | Valve, Shutdown | SD001.01
772-SDV-6409A | Shutdown Valve, 2", Condensate FWKO Drum, 772-VEVF-0002A | Valve, Shutdown | SD001.01
772-SDV-6409B | Shutdown Valve, Condensate FWKO Drum, TS Teg Filter Coalescer B | Valve, Shutdown | SD001.01
772-SDV-7235A | Shutdown Valve, Non-Permeate Gas Header Supply, 772-PKCR-0300 | Valve, Shutdown | SD001.01
126-SVCH-3729A | Check Valve, 8", Dissimilar, CIP Solution Fm CIP System, SWRO Membrane, Train A | Valve, Check | PC005.01.01
126-SVCH-3729B | Check Valve, 8", Dissimilar, CIP Solution Fm CIP System, SWRO Membrane, Train B | Valve, Check | PC005.01.01
331-PUCE-6400A | Pump, Water Mist, No1 | Pump Centrifugal | PS005.01
331-PUCE-6400B | Pump, Water Mist, No2 | Pump Centrifugal | PS005.01
331-PURO-5510A | Pump, Foam, A | Pump Rotary | PS003.01.01
331-PURO-5510B | Pump, Foam, B | Pump Rotary | PS003.01.01
331-PURO-5510C | Pump, Foam, C | Pump Rotary | PS003.01.01
771-COSC-0401A | Compressor, 1st Stage VRU Gas Compressor, Train A | Compressor, Screw | PC002.01
771-COSC-0401B | Compressor, 1st Stage VRU Gas Compressor, Train B | Compressor, Screw | PC002.01
771-COSC-0402A | Compressor, 2nd Stage VRU Gas Compressor, Train A | Compressor, Screw | PC002.01
771-COSC-0402B | Compressor, 2nd Stage VRU Gas Compressor, Train B | Compressor, Screw | PC002.01
771-DRGT-0601A | Gas Turbine, Main/Injection Gas Turbine Driver A | Gas Turbine | PC002.01
771-DRGT-0601B | Gas Turbine, Main/Injection Gas Turbine Driver B | Gas Turbine | PC002.01
771-DRGT-0601C | Gas Turbine, Main/Injection Gas Turbine Driver C | Gas Turbine | PC002.01
108-DREM-0009-1 | Electric Motor, Exhaust Fan, Fwd Fire Pump Room 2 | Motor, Electric | IC001.01.01
108-DREM-0010-1 | Electric Motor, Exhaust Fan, Fwd Inergen Extinguish System Room | Motor, Electric | IC001.01.01
108-DREM-0012-1 | Electric Motor, Exhaust Fan, Aft Gaseous Fire Extinguishing System Room | Motor, Electric | IC001.01.01
108-DREM-0013-1 | Electric Motor, Exhaust Fan, Aft Fire Pump Room 1 | Motor, Electric | IC001.01.01
108-DREM-0014-1 | Electric Motor, Exhaust Fan, Aft Fire Pump Room 2 | Motor, Electric | IC001.01.01
108-DREM-0016-1 | Electric Motor, Exhaust Fan, Welding Hood, Mechanical Workshop | Motor, Electric | IC001.01.01
108-DREM-0019-1 | Electric Motor, Supply Fan, No1, Aft Machinery Space PS | Motor, Electric | IC001.01.01
108-DREM-0020-1 | Electric Motor, Supply Fan, No2, Aft Machinery Space PS | Motor, Electric | IC001.01.01
108-DREM-0021-1 | Electric Motor, Supply Fan, No1, Engine Room | Motor, Electric | IC001.01.01
108-DREM-0022-1 | Electric Motor, Supply Fan, No2, Engine Room | Motor, Electric | IC001.01.01
108-DREM-0024-1 | Electric Motor, Exhaust Fan, Acetylene Room | Motor, Electric | IC001.01.01
108-DREM-0025-1 | Electric Motor, Exhaust Fan, Oxygen Room | Motor, Electric | IC001.01.01
108-DREM-0026-1 | Electric Motor, Exhaust Fan, No2, Aft Machinery Space PS | Motor, Electric | IC001.01.01
108-DREM-0027-1 | Electric Motor, Exhaust Fan, PW HPU Room | Motor, Electric | IC001.01.01
120-PDST-1126A-1 | Pressure Transmitter, Diff, Safety S/down, Exhaust Duct, Power Generator Pkge A | Transmitter, Pressure | SD002.03.01
120-PDST-1126A-2 | Pressure Transmitter, Diff, Safety S/down, Exhaust Duct, Power Generator Pkge A | Transmitter, Pressure | SD002.03.01
120-PDST-1126B-1 | Pressure Transmitter, Diff, Safety S/down, Exhaust Duct, Power Generator Pkge B | Transmitter, Pressure | SD002.03.01
120-PDST-1126B-2 | Pressure Transmitter, Diff, Safety S/down, Exhaust Duct, Power Generator Pkge B | Transmitter, Pressure | SD002.03.01
120-PDST-1126C-1 | Pressure Transmitter, Diff, Safety S/down, Exhaust Duct, Power Generator Pkge C | Transmitter, Pressure | SD002.03.01
120-PDST-1126C-2 | Pressure Transmitter, Diff, Safety S/down, Exhaust Duct, Power Generator Pkge C | Transmitter, Pressure | SD002.03.01
120-PDST-1126D-1 | Pressure Transmitter, Diff, Safety S/down, Exhaust Duct, Power Generator Pkge D | Transmitter, Pressure | SD002.03.01
120-PDST-1126D-2 | Pressure Transmitter, Diff, Safety S/down, Exhaust Duct, Power Generator Pkge D | Transmitter, Pressure | SD002.03.01
128-PST-2111A | Pressure Transmitter, Safety Shutdown, Discharge, TS Ethanol/MEG Pump A | Transmitter, Pressure | SD002.03.01
128-PST-2111B | Pressure Transmitter, Safety Shutdown, Discharge, TS Ethanol/MEG Pump B | Transmitter, Pressure | SD002.03.01
128-PST-2151A | Pressure Transmitter, Safety Shutdown, Discharge, Subsea Ethanol/MEG Pump A | Transmitter, Pressure | SD002.03.01
128-PST-2151B | Pressure Transmitter, Safety Shutdown, Discharge, Subsea Ethanol/MEG Pump B | Transmitter, Pressure | SD002.03.01
128-PST-2151C | Pressure Transmitter, Safety Shutdown, Discharge, Subsea Ethanol/MEG Pump C | Transmitter, Pressure | SD002.03.01
128-PST-2157A | Pressure Transmitter, Safety Shutdown, Suction, Subsea Ethanol/MEG Pump A | Transmitter, Pressure | SD002.03.01
128-PST-2157B | Pressure Transmitter, Safety Shutdown, Suction, Subsea Ethanol/MEG Pump B | Transmitter, Pressure | SD002.03.01
128-PST-2157C | Pressure Transmitter, Safety Shutdown, Suction, Subsea Ethanol/MEG Pump C | Transmitter, Pressure | SD002.03.01
128-PST-2561A | Pressure Transmitter, Discharge, Subsea Demulsifier Pump A | Transmitter, Pressure | SD002.03.01
128-PST-2561B | Pressure Transmitter, Discharge, Subsea Demulsifier Pump B | Transmitter, Pressure | SD002.03.01
128-PST-2567A | Pressure Transmitter, Safety Shutdown, Suction, Subsea Demulsifier Pump A | Transmitter, Pressure | SD002.03.01
331-SPHY-0682 | Fire Hydrant, 2.5", Entance/Outside SB Entrance, Accom B-Deck | Hydrant, Fire | PS008.02.02
331-SPHY-0684 | Fire Hydrant, 2.5", Entrance/Outside, Accom A-Deck PS | Hydrant, Fire | PS008.02.02
331-SPHY-0686 | Fire Hydrant, 2.5", Entance/Outside SB Entrance, Accom A-Deck | Hydrant, Fire | PS008.02.02
331-SPHY-0688 | Fire Hydrant, 2.5", Entrance/Outside, Accom Main Deck PS | Hydrant, Fire | PS008.02.02
331-SPHY-0690 | Fire Hydrant, 2.5", Entance/Outside SB Entrance, Accom Main Deck | Hydrant, Fire | PS008.02.02
331-SPHY-0691 | Fire Hydrant, 2.5", Outside Aft Entrance, Accom Nav Bridge Deck | Hydrant, Fire | PS008.02.02
331-SPHY-0692 | Fire Hydrant, 2.5", Outside Aft Entrance, Accom F-Deck | Hydrant, Fire | PS008.02.02
331-SPHY-0693 | Fire Hydrant, 2.5", Outside Aft Entrance, Accom E-Deck | Hydrant, Fire | PS008.02.02
331-SPHY-0694 | Fire Hydrant, 2.5", Outside Aft Entrance, Accom D-Deck | Hydrant, Fire | PS008.02.02
331-SPHY-0695 | Fire Hydrant, 2.5", Outside Aft Entrance, Accom C-Deck | Hydrant, Fire | PS008.02.02
331-SPHY-0696 | Fire Hydrant, 2.5", Outside Aft Entrance, Accom B-Deck | Hydrant, Fire | PS008.02.02
331-SPHY-0697 | Fire Hydrant, 2.5", Outside Aft Entrance, Accom A-Deck | Hydrant, Fire | PS008.02.02
331-SPHY-0700 | Fire Hydrant, 1.5", Aft Machinery Space, 3rd Deck SB | Hydrant, Fire | PS008.02.02
331-SPHY-0706 | Fire Hydrant, 1.5", Aft Machinery Space, 3rd Deck SB | Hydrant, Fire | PS008.02.02
331-SPHY-0708 | Fire Hydrant, 1.5", Stringer 1 PS | Hydrant, Fire | PS008.02.02
331-SPHY-0709 | Fire Hydrant, 1.5", Stringer 1 SB | Hydrant, Fire | PS008.02.02
331-SPHY-0710 | Fire Hydrant, 1.5", Main Deck PS | Hydrant, Fire | PS008.02.02
331-SPHY-0711 | Fire Hydrant, 1.5", Main Deck SB | Hydrant, Fire | PS008.02.02
331-SPHY-0712 | Fire Hydrant, 2.5", Corridor, Accom Main Deck | Hydrant, Fire | PS008.02.02
331-SPHY-0713 | Fire Hydrant, 2.5", Corridor, Accom A-Deck | Hydrant, Fire | PS008.02.02
331-SPHY-0714 | Fire Hydrant, 2.5", Corridor, Accom B-Deck | Hydrant, Fire | PS008.02.02
331-SPHY-0715 | Fire Hydrant, 2.5", Corridor, Accom C-Deck | Hydrant, Fire | PS008.02.02
331-SPHY-0716 | Fire Hydrant, 2.5", Corridor, Accom D-Deck | Hydrant, Fire | PS008.02.02
771-BDV-1126A | Blowdown Valve, 3", Gas Outlet, LPGC Discharge Cooler, Train A | Valve, Blowdown | PC005.01.03
771-BDV-1126B | Blowdown Valve, 3", Gas Outlet, LPGC Discharge Cooler, Train B | Valve, Blowdown | PC005.01.03
771-BDV-2128A | Blowdown Valve, 4", Gas Outlet, Main Gas Compressor, Train A | Valve, Blowdown | PC005.01.03
771-BDV-2128B | Blowdown Valve, 4", Gas Outlet, Main Gas Compressor, Train B | Valve, Blowdown | PC005.01.03
771-BDV-2128C | Blowdown Valve, 4", Gas Outlet, Main Gas Compressor, Train C | Valve, Blowdown | PC005.01.03
771-BDV-3128A | Blowdown Valve, 3", Gas Outlet, Injection Gas Compressor, Train A | Valve, Blowdown | PC005.01.03
771-BDV-3128B | Blowdown Valve, 3", Gas Outlet, Injection Gas Compressor, Train B | Valve, Blowdown | PC005.01.03
771-BDV-3128C | Blowdown Valve, 3", Gas Outlet, Injection Gas Compressor, Train C | Valve, Blowdown | PC005.01.03
771-BDV-3132A | Blowdown Valve, 4", Gas Outlet, Injection Gas Compressor, Train A | Valve, Blowdown | PC005.01.03
771-BDV-3132B | Blowdown Valve, 4", Gas Outlet, Injection Gas Compressor, Train B | Valve, Blowdown | PC005.01.03
771-BDV-3132C | Blowdown Valve, 4", Gas Outlet, Injection Gas Compressor, Train C | Valve, Blowdown | PC005.01.03
771-BDV-3134A | Blowdown Valve, 3", Gas Outlet, Injection Gas Compressor, Train A | Valve, Blowdown | PC005.01.03
771-BDV-3134B | Blowdown Valve, 3", Gas Outlet, Injection Gas Compressor, Train A | Valve, Blowdown | PC005.01.03
771-BDV-3134C | Blowdown Valve, 3", Gas Outlet, Injection Gas Compressor, Train C | Valve, Blowdown | PC005.01.03
771-BDV-8218A | Blowdown Valve, 2", Gas Outlet, CO2 Compr 2nd Stage Disch Cooler, Trn A | Valve, Blowdown | PC005.01.03
771-BDV-8218B | Blowdown Valve, 2", Gas Outlet, CO2 Compr 2nd Stage Disch Cooler, Trn B | Valve, Blowdown | PC005.01.03
772-SDV-7235B | Shutdown Valve, Non-Permeate, TS CO2 Removal Unit Train 2 | Valve, Shutdown | SD001.01
772-SDV-7236A | Shutdown Valve, Permeate, 772-PKCR-0300 | Valve, Shutdown | SD001.01
772-SDV-7236B | Shutdown Valve, Permeate, TS CO2 Removal Unit Train 2 | Valve, Shutdown | SD001.01
772-SDV-7239A | Shutdown Valve, Permeate Gas Header Supply, 772-PKCR-0300 | Valve, Shutdown | SD001.01
772-SDV-7239B | Shutdown Valve, Permeate, TS CO2 Removal Unit Train 2 | Valve, Shutdown | SD001.01
772-SDV-7240A | Shutdown Valve, Permeate, 772-PKCR-0300 | Valve, Shutdown | SD001.01
772-SDV-7240B | Shutdown Valve, Permeate, TS CO2 Removal Unit Train 2 | Valve, Shutdown | SD001.01
772-SDV-7244A | Shutdown Valve, Inlet Gas Supply, 772-PKCR-0300 | Valve, Shutdown | SD001.01
772-SDV-7244B | Shutdown Valve, Inlet Gas, TS CO2 Removal Unit Train 2 | Valve, Shutdown | SD001.01
772-SDV-7245A | Shutdown Valve, Inlet Gas Supply, 772-PKCR-0300 | Valve, Shutdown | SD001.01
772-SDV-7245B | Shutdown Valve, Inlet Gas, TS CO2 Removal Unit Train 2 | Valve, Shutdown | SD001.01
772-SDV-7259A | Shutdown Valve, Condensate, TS CO2 Removal Unit Train 1 | Valve, Shutdown | SD001.01
772-SDV-7259B | Shutdown Valve, Condensate, TS CO2 Removal Unit Train 2 | Valve, Shutdown | SD001.01
772-SDV-7262A | Shutdown Valve, Condensate, TS CO2 Removal Unit Train 1 | Valve, Shutdown | SD001.01
772-SDV-7262B | Shutdown Valve, Condensate, TS CO2 Removal Unit Train 2 | Valve, Shutdown | SD001.01
772-SDV-7263A | Shutdown Valve, Condensate, TS CO2 Removal Unit Train 1 | Valve, Shutdown | SD001.01
772-SDV-7263B | Shutdown Valve, Condensate, TS CO2 Removal Unit Train 2 | Valve, Shutdown | SD001.01
772-SDV-7269A | Shutdown Valve, Condensate, TS CO2 Removal Unit Train 1 | Valve, Shutdown | SD001.01
772-SDV-7269B | Shutdown Valve, Condensate, TS CO2 Removal Unit Train 2 | Valve, Shutdown | SD001.01
772-SDV-7279A | Shutdown Valve, Condensate, TS CO2 Removal Unit Train 1 | Valve, Shutdown | SD001.01
772-SDV-7279B | Shutdown Valve, Condensate, TS CO2 Removal Unit Train 2 | Valve, Shutdown | SD001.01
772-SDV-7820A | Shutdown Valve, Condensate Gas Exchanger, 772-VEVF-0008A | Valve, Shutdown | SD001.01
126-VACH-3730A | Check Valve, 8", Dissimilar, CIP Solution Fm CIP System, SWRO Membrane, Trn A | Valve, Check | PC005.01.01
126-VACH-3730B | Check Valve, 8", Dissimilar, CIP Solution Fm CIP System, SWRO Membrane Train B | Valve, Check | PC005.01.01
771-PDST-1102A | Pressure Transmitter, Differential, Safety Shutdown, S/D Valve, 771-SDV-1100A | Transmitter, Pressure | SD002.03.01
771-PDST-1102B | Pressure Transmitter, Differential, Safety Shutdown, S/D Valve, 771-SDV-1100B | Transmitter, Pressure | SD002.03.01
771-PDST-1151A | Pressure Transmitter, Differential, Safety Shutdown, Strainer, 771-SPSR-1001A | Transmitter, Pressure | SD002.03.01
771-PDST-1151B | Pressure Transmitter, Differential, Safety Shutdown, Strainer, 771-SPSR-1001B | Transmitter, Pressure | SD002.03.01
771-PDST-1166A | Pressure Transmitter, Differential, Safety Shutdown, S/D Valve, 771-SDV-1166A | Transmitter, Pressure | SD002.03.01
771-PDST-1166B | Pressure Transmitter, Differential, Safety Shutdown, S/D Valve, 771-SDV-1166B | Transmitter, Pressure | SD002.03.01
771-PDST-2105A | Pressure Transmitter, Differential, Safety Shutdown, S/D Valve, 771-SDV-2102A | Transmitter, Pressure | SD002.03.01
771-PDST-2105B | Pressure Transmitter, Differential, Safety Shutdown, S/D Valve, 771-SDV-2102B | Transmitter, Pressure | SD002.03.01
128-PST-2567B | Pressure Transmitter, Safety Shutdown, Suction, Subsea Demulsifier Pump B | Transmitter, Pressure | SD002.03.01
128-PST-2751A | Pressure Transmitter, Safety Shutdown, Discharge, Subsea Wax Inhibitor Pump A | Transmitter, Pressure | SD002.03.01
128-PST-2751B | Pressure Transmitter, Safety Shutdown, Discharge, Subsea Wax Inhibitor Pump B | Transmitter, Pressure | SD002.03.01
128-PST-2757A | Pressure Transmitter, Safety Shutdown, Suction, Subsea Wax Inhibitor Pump A [NR13] | Transmitter, Pressure | SD002.03.01
128-PST-2757B | Pressure Transmitter, Safety Shutdown, Suction, Subsea Wax Inhibitor Pump B [NR13] | Transmitter, Pressure | SD002.03.01
128-PSV-0414A | Pressure Safety Valve, 1"x1", Discharge, Subsea H2S Scavenger Pump A | PSV-Conventional | PC005.01.01
128-PSV-0414B | Pressure Safety Valve, 1"x1"", Discharge, Subsea H2S Scavenger Pump B | PSV-Conventional | PC005.01.01
128-PSV-0414C | Pressure Safety Valve, 1"x1", Discharge, Subsea H2S Scavenger Pump C | PSV-Conventional | PC005.01.01
128-PSV-0414D | Pressure Safety Valve, 1"x1", Discharge, Subsea H2S Scavenger Pump D | PSV-Conventional | PC005.01.01
128-PSV-0415A | Pressure Safety Valve, 0.75"x1", Suction, Subsea H2S Scavenger Pump A | PSV-Conventional | PC005.01.01
128-PSV-0415B | Pressure Safety Valve, 0.75"x1", Suction, Subsea H2S Scavenger Pump B | PSV-Conventional | PC005.01.01
128-PSV-0415C | Pressure Safety Valve, 0.75"x1", Suction, Subsea H2S Scavenger Pump C | PSV-Conventional | PC005.01.01
128-PSV-0415D | Pressure Safety Valve, 0.75"x1", Suction, Subsea H2S Scavenger Pump D | PSV-Conventional | PC005.01.01
128-PSV-0444A | Pressure Safety Valve, 0.5"x1", Discharge, TS H2S Scavenger Pump A | PSV-Conventional | PC005.01.01
128-PSV-0444B | Pressure Safety Valve, 0.5"x1", Discharge, TS H2S Scavenger Pump B | PSV-Conventional | PC005.01.01
331-SPHY-0717 | Fire Hydrant, 2.5", Corridor, Accom E-Deck | Hydrant, Fire | PS008.02.02
331-SPHY-0718 | Fire Hydrant, 2.5", Corridor, Accom F-Deck | Hydrant, Fire | PS008.02.02
331-SPHY-0719 | Fire Hydrant, 2.5", Corridor, Accom Nav Bridge Deck | Hydrant, Fire | PS008.02.02
331-SPHY-0720 | Fire Hydrant, 2.5", Inside, Accom C-Deck | Hydrant, Fire | PS008.02.02
331-SPHY-0721 | Fire Hydrant, 2.5", Inside, Accom D-Deck | Hydrant, Fire | PS008.02.02
331-SPHY-0722 | Fire Hydrant, 2.5", Inside, Accom E-Deck | Hydrant, Fire | PS008.02.02
331-SPHY-0723 | Fire Hydrant, 2.5", Inside, Accom Nav Bridge Deck | Hydrant, Fire | PS008.02.02
331-SPHY-0905 | Fire Hydrant, Foam, 2.5", FZ12 PS | Hydrant, Fire | PS003.01.02
331-SPHY-0906 | Fire Hydrant, Foam, 2.5", FZ12 SB | Hydrant, Fire | PS003.01.02
331-SPHY-5018 | Fire Hydrant, Fire Water, 2.5", FZ10 Access Walkway PS | Hydrant, Fire | PS008.02.02
331-SPHY-5019 | Fire Hydrant, Fire Water, 2.5", FZ10 Access Walkway PS | Hydrant, Fire | PS008.02.02
331-SPHY-5020 | Fire Hydrant, Fire Water, 2.5", FZ10 Access Walkway SB | Hydrant, Fire | PS008.02.02
331-SPHY-5021 | Fire Hydrant, Fire Water, 2.5", FZ10 Access Walkway SB | Hydrant, Fire | PS008.02.02
331-SPSM-0501 | Screen Mesh, Flame Screen, Combustion Air Inlet, Main FWP No1 | Screen Mesh | IC002.01.02
331-SPSM-0503 | Screen Mesh, Flame Screen, Combustion Air Inlet, Main FWP No2 | Screen Mesh | IC002.01.02
331-SPSM-0505 | Screen Mesh, Flame Screen, Combustion Air Inlet, Main FWP No3 | Screen Mesh | IC002.01.02
331-SPSM-0507 | Screen Mesh, Flame Screen, Combustion Air Inlet, Main FWP No4 | Screen Mesh | IC002.01.02
331-SPSM-0508 | Screen Mesh, Flame Screen, Exhaust, Main FWP No1 | Screen Mesh | IC002.01.02
331-SPSM-0509 | Screen Mesh, Flame Screen, Crank Case Vent, Main FWP No1 | Screen Mesh | IC002.01.02
331-SPSM-0510 | Screen Mesh, Flame Screen, Exhaust, Main FWP No2 | Screen Mesh | IC002.01.02
331-SPSM-0511 | Screen Mesh, Flame Screen, Crank Case Vent, Main FWP No2 | Screen Mesh | IC002.01.02
331-SPSM-0512 | Screen Mesh, Flame Screen, Exhaust, Main FWP No3 | Screen Mesh | IC002.01.02
123-VECD-0005-MIS | Below Emergency Generator Room, Machinery Space | Cofferdam | SI002.01.01
331-NOZ-FZ05 | Foam Deluge Nozzles, Qty 161, FZ05 | Deluge nozzles | PS003.01.02
331-NOZ-FZ06 | Foam Deluge Nozzles, Qty 153, FZ06 | Deluge nozzles | PS003.01.02
333-EEBD-0100 | Emergency Escape Breathing Device (EEBD), Main Deck, Breathing Area Quality, Safety and Lifesaving | Escape set and Grab bag | LS002.01.01
772-SDV-7820B | Shutdown Valve, Gas Condensate Exchanger, 772-VEVF-0008B | Valve, Shutdown | SD001.01
772-SDV-7821A | Shutdown Valve, Condensate Gas Exchanger, 772-VEVF-0008A | Valve, Shutdown | SD001.01
772-SDV-7821B | Shutdown Valve, Gas Condensate Exchanger, 772-VEVF-0008B | Valve, Shutdown | SD001.01
772-SVCH-1005 | Check Valve, Dissimilar, 6", Condensate FWKO Drum, 772-VESB-0001 | Valve, Check | PC005.01.01
772-SVCH-1006 | Check Valve, Dissimilar, 2", Condensate FWKO Drum, 772-VEVF-0002A | Valve, Check | PC005.01.01
772-SVCH-1007 | Check Valve, Dissimilar, 2", Condensate To FWKO Drum, TS Teg Filter Coalescer B | Valve, Check | PC005.01.01
772-SVCH-1008 | Check Valve, Dissimilar, 2", Condensate FWKO Drum, TS Teg Filter Coalescer B | Valve, Check | PC005.01.01
772-SVCH-1500 | Check Valve, Dissimilar, 2", Condensate FWKO Drum, 772-VEVF-0002A | Valve, Check | PC005.01.01
772-SVCH-1547 | Check Valve, 2", Dissimilar, Condensate FWKO Drum, 772-VECO-0003 | Valve, Check | PC005.01.01
772-SVCH-2016 | Check Valve, 3", Dissimilar, Lean Glycol Teg Reg Pkg, 772-VECO-0003 | Valve, Check | PC005.01.01
772-VACH-1005 | Check Valve, 3", Dissimilar, Lean Glycol Teg Reg Pkg, 772-VECO-0003 | Valve, Check | PC005.01.01
771-PDST-2105C | Pressure Transmitter, Differential, Safety Shutdown, S/D Valve, 771-SDV-2102C | Transmitter, Pressure | SD002.03.01
771-PDST-2122A | Pressure Transmitter, Differential, Safety Shutdown, Strainer, 771-SPSR-1025A | Transmitter, Pressure | SD002.03.01
771-PDST-2122B | Pressure Transmitter, Differential, Safety Shutdown, Strainer, 771-SPSR-1025B | Transmitter, Pressure | SD002.03.01
771-PDST-2122C | Pressure Transmitter, Differential, Safety Shutdown, Strainer, 771-SPSR-1025C | Transmitter, Pressure | SD002.03.01
771-PDST-2140A | Pressure Transmitter, Differential, Safety Shutdown, Strainer, 771-SPSR-1026A | Transmitter, Pressure | SD002.03.01
771-PDST-2140B | Pressure Transmitter, Differential, Safety Shutdown, Strainer, 771-SPSR-1026B | Transmitter, Pressure | SD002.03.01
771-PDST-2140C | Pressure Transmitter, Differential, Safety Shutdown, Strainer, 771-SPSR-1026C | Transmitter, Pressure | SD002.03.01
771-PDST-3122A | Pressure Transmitter, Differential, Safety Shutdown, Strainer, 771-SPSR-1028A | Transmitter, Pressure | SD002.03.01
771-PDST-3122B | Pressure Transmitter, Differential, Safety Shutdown, Strainer, 771-SPSR-1028B | Transmitter, Pressure | SD002.03.01
771-PDST-3122C | Pressure Transmitter, Differential, Safety Shutdown, Strainer, 771-SPSR-1028C | Transmitter, Pressure | SD002.03.01
771-PDST-3140A | Pressure Transmitter, Differential, Safety Shutdown, Strainer, 771-SPSR-1002 | Transmitter, Pressure | SD002.03.01
771-PDST-3140B | Pressure Transmitter, Differential, Safety Shutdown, Strainer, 771-SPSR-1027B | Transmitter, Pressure | SD002.03.01
771-PDST-3140C | Pressure Transmitter, Differential, Safety Shutdown, Strainer, 771-SPSR-1027C | Transmitter, Pressure | SD002.03.01
771-PDST-3147A | Pressure Transmitter, Differential, Safety Shutdown, S/D Valve, 771-SDV-3144A | Transmitter, Pressure | SD002.03.01
771-PDST-3147B | Pressure Transmitter, Differential, Safety Shutdown, S/D Valve, 771-SDV-3144B | Transmitter, Pressure | SD002.03.01
771-PDST-3147C | Pressure Transmitter, Differential, Safety Shutdown, S/D Valve, 771-SDV-3144C | Transmitter, Pressure | SD002.03.01
771-PDST-8102A | Pressure Transmitter, Differential, Safety Shutdown, S/D Valve, 771-SDV-8100A | Transmitter, Pressure | SD002.03.01
771-PDST-8102B | Pressure Transmitter, Differential, Safety Shutdown, S/D Valve, 771-SDV-8100B | Transmitter, Pressure | SD002.03.01
771-PDST-8125A | Pressure Transmitter, Differential, Safety Shutdown, Strainer, 771-SPSR-1016A | Transmitter, Pressure | SD002.03.01
771-PDST-8125B | Pressure Transmitter, Differential, Safety Shutdown, Strainer, 771-SPSR-1016B | Transmitter, Pressure | SD002.03.01
124-PST-1203A-1 | Pressure Transmitter, Shutdown, Produced Water Flotation Unit A [NR13] | Transmitter, Pressure | SD002.03.01
124-PST-1203A-2 | Pressure Transmitter, Shutdown, Produced Water Flotation Unit A [NR13] | Transmitter, Pressure | SD002.03.01
124-PST-1203A-3 | Pressure Transmitter, Shutdown, Produced Water Flotation Unit A [NR13] | Transmitter, Pressure | SD002.03.01
124-PST-1203B-1 | Pressure Transmitter, Shutdown, Produced Water Flotation Unit B [NR13] | Transmitter, Pressure | SD002.03.01
124-PST-1203B-2 | Pressure Transmitter, Shutdown, Produced Water Flotation Unit B [NR13] | Transmitter, Pressure | SD002.03.01
124-PST-1203B-3 | Pressure Transmitter, Shutdown, Produced Water Flotation Unit B [NR13] | Transmitter, Pressure | SD002.03.01
124-PSV-1207A-1 | Pressure Safety Valve, 1.5G3, Produced Water Flotation Unit A | PSV-Conventional | PC005.01.01
124-PSV-1207A-2 | Pressure Safety Valve, 1.5G3, Produced Water Flotation Unit A | PSV-Conventional | PC005.01.01
124-PSV-1207B-1 | Pressure Safety Valve, 1.5G3, Produced Water Flotation Unit B | PSV-Conventional | PC005.01.01
124-PSV-1207B-2 | Pressure Safety Valve, 1.5G3, Produced Water Flotation Unit B | PSV-Conventional | PC005.01.01
128-PSV-2114A | Pressure Safety Valve, 0.5"x1", Discharge, Topsides Ethanol/MEG Pump A | PSV-Conventional | PC005.01.01
128-PSV-2114B | Pressure Safety Valve, 0.5"x1", Discharge, Topsides Ethanol/MEG Pump B | PSV-Conventional | PC005.01.01
128-PSV-2154A | Pressure Safety Valve, 1"x1", Discharge, Subsea Ethanol/MEG Pump A | PSV-Conventional | PC005.01.01
128-PSV-2154B | Pressure Safety Valve, 1"x1", Discharge, Subsea Ethanol/MEG Pump B | PSV-Conventional | PC005.01.01
128-PSV-2154C | Pressure Safety Valve, 1"x1", Discharge, Subsea Ethanol/MEG Pump C | PSV-Conventional | PC005.01.01
128-PSV-2155A | Pressure Safety Valve, 1"x1", Suction, Subsea Ethanol/MEG Pump A | PSV-Conventional | PC005.01.01
128-PSV-2155B | Pressure Safety Valve, 1"x1", Suction, Subsea Ethanol/MEG Pump B | PSV-Conventional | PC005.01.01
128-PSV-2155C | Pressure Safety Valve, 1"x1", Suction, Subsea Ethanol/MEG Pump C | PSV-Conventional | PC005.01.01
331-SPSM-0513 | Screen Mesh, Flame Screen, Crank Case Vent, Main FWP No3 | Screen Mesh | IC002.01.02
331-SPSM-0514 | Screen Mesh, Flame Screen, Exhaust, Main FWP No4 | Screen Mesh | IC002.01.02
331-SPSM-0515 | Screen Mesh, Flame Screen, Crank Case Vent, Main FWP No4 | Screen Mesh | IC002.01.02
331-SPSM-0522 | Screen Mesh, Flame Screen, Exhaust, Main FWP No3 | Screen Mesh | IC002.01.02
331-SPSM-0523 | Screen Mesh, Flame Screen, Crank Case Vent, Main FWP No3 | Screen Mesh | IC002.01.02
331-SPSM-0524 | Screen Mesh, Flame Screen, Exhaust, Main FWP No4 | Screen Mesh | IC002.01.02
331-SPSM-0525 | Screen Mesh, Flame Screen, Combustion Air Inlet, Main FWP No3 | Screen Mesh | IC002.01.02
331-SPSM-0527 | Screen Mesh, Flame Screen, Combustion Air Inlet, Main FWP No4 | Screen Mesh | IC002.01.02
331-SPSV-0505 | Special Valve, Non-Return, 20", Non-Slam, FW Discharge, Main FWP No2 | Special Valve | PS008.01
331-SPSV-0506 | Special Valve, Non-Return, 20", Non-Slam, FW Discharge, Main FWP No3 | Special Valve | PS008.01
331-SPSV-0531 | Special Valve, Non-Return, 20", Non-Slam, FW Discharge, Main FWP No4 | Special Valve | PS008.01
331-SPSV-6000 | Special Valve, Non-Return, 20", Non-Slam, FW Discharge, Main FWP No1 | Special Valve | PS008.01
331-SVDV-0109 | Deluge Valve, 10", Fire Water to Deluge System, TS101 | Valve, Deluge | PS008.02.02
331-SVDV-0114 | Deluge Valve, 8", Fire Water to Deluge System, TS041, FZ24 | Valve, Deluge | PS008.02.02
331-SVDV-0201 | Deluge Valve, 6", Fire Water to Deluge System, FZ01 | Valve, Deluge | PS003.01.02
331-SVDV-0202 | Deluge Valve, 10", Fire Water to Deluge System, FZ02 | Valve, Deluge | PS003.01.02
331-SVDV-0203 | Deluge Valve, 10", Fire Water to Deluge System, FZ03 | Valve, Deluge | PS003.01.02
331-SVDV-0204 | Deluge Valve, 10", Fire Water to Deluge System, FZ04 | Valve, Deluge | PS003.01.02
331-SVDV-0205 | Deluge Valve, 10", Fire Water to Deluge System, FZ05 | Valve, Deluge | PS003.01.02
331-SVDV-0206 | Deluge Valve, 10", Fire Water to Deluge System, FZ06 | Valve, Deluge | PS003.01.02
FIREHOSEREELS | Fire Hose and Reels | Fire Hose Reel | PS008.02.02
664-HYAT-5100-1 | Accumulator, 664-SDV-3107 | Hydraulic Accumulator | SD001.01
664-HYAT-5100-2 | Accumulator, 664-SDV-3157 | Hydraulic Accumulator | SD001.01
664-HYAT-5200-1 | Accumulator, 664-SDV-3107 | Hydraulic Accumulator | SD001.01
664-HYAT-5200-2 | Accumulator, 664-SDV-3157 | Hydraulic Accumulator | SD001.01
662-LSLL-0647 | Level Switch, 662-VECA-0011 | Level Switch | SD002.03.03
662-LSLL-0648 | Level Switch, 662-VECA-0011 | Level Switch | SD002.03.03
662-PST-0910A | Pressure Transmitter, Shutdown, Suction, Crude Oil Pump A | Transmitter, Pressure | SD002.03.01
662-PST-0910B | Pressure Transmitter, Shutdown, Suction, Crude Oil Pump B | Transmitter, Pressure | SD002.03.01
662-PST-0911A | Pressure Transmitter, Shutdown, Discharge, Crude Oil Pump A | Transmitter, Pressure | SD002.03.01
662-PST-0911B | Pressure Transmitter, Shutdown, Discharge, Crude Oil Pump B | Transmitter, Pressure | SD002.03.01
662-PST-0940A | Pressure Transmitter, Shutdown, Suction, Crude Recycle Pump A | Transmitter, Pressure | SD002.03.01
662-PST-0940B | Pressure Transmitter, Shutdown, Suction, Crude Recycle Pump B | Transmitter, Pressure | SD002.03.01
662-PST-0941A | Pressure Transmitter, Shutdown, Discharge, Crude Recycle Pump A | Transmitter, Pressure | SD002.03.01
662-PST-0941B | Pressure Transmitter, Shutdown, Discharge, Crude Recycle Pump B | Transmitter, Pressure | SD002.03.01
662-SPSR-1001 | Strainer, Suction, Crude Oil Pump A | Strainer | PC002.02
662-SPSR-1002 | Strainer, Suction, Crude Oil Pump B | Strainer | PC002.02
662-SPSR-2233 | Strainer, Suction, Jet Mixing Skid Motor, 662-DREM-2233 | Strainer | PC002.02
771-LST-1104A | Level Transmitter, Safety Shutdown, GWR, LPGC Suction Scrubber, Train A | Transmitter, Level | SD002.03.03
771-LST-1104B | Level Transmitter, Safety Shutdown, GWR, LPGC Suction Scrubber, Train B | Transmitter, Level | SD002.03.03
771-LST-2106A | Level Transmitter, Safety Shutdown, GWR, MGC Suction Scrubber, Train A | Transmitter, Level | SD002.03.03
771-LST-2106B | Level Transmitter, Safety Shutdown, GWR, MGC Suction Scrubber, Train B | Transmitter, Level | SD002.03.03
771-LST-2106C | Level Transmitter, Safety Shutdown, GWR, MGC Suction Scrubber, Train C | Transmitter, Level | SD002.03.03
771-LST-3106A | Level Transmitter, Safety Shutdown, GWR, IGC Suction Scrubber, Train A | Transmitter, Level | SD002.03.03
771-LST-3106B | Level Transmitter, Safety Shutdown, GWR, IGC Suction Scrubber, Train B | Transmitter, Level | SD002.03.03
771-LST-3106C | Level Transmitter, Safety Shutdown, GWR, IGC Suction Scrubber, Train C | Transmitter, Level | SD002.03.03
771-LST-7104A | Level Transmitter, Safety Shutdown, GWR, VRU 1st Stage Suct Scrubber, Trn A | Transmitter, Level | SD002.03.03
771-LST-7104B | Level Transmitter, Safety Shutdown, GWR, VRU 1st Stage Suct Scrubber, Trn B | Transmitter, Level | SD002.03.03
771-LST-7204A | Level Transmitter, Safety Shutdown, GWR, VRU Intertage Suct Scrubber, Trn A | Transmitter, Level | SD002.03.03
771-LST-7204B | Level Transmitter, Safety Shutdown, GWR, VRU Intertage Suct Scrubber, Trn B | Transmitter, Level | SD002.03.03
771-LST-8103A | Level Transmitter, Safety Shutdown, GWR, CO2 Compr 1st Stge Suct Scrub, Trn A | Transmitter, Level | SD002.03.03
771-LST-8103B | Level Transmitter, Safety Shutdown, GWR, CO2 Compr 1st Stge Suct Scrub, Trn B | Transmitter, Level | SD002.03.03
445-EEBY-2102A | Battery, 230VAC, UPS System B, LER Battery Room | Battery | ER002.01
445-EEBY-2102B | Battery, 230VAC, UPS System B, LER Battery Room | Battery | ER002.01
445-EEBY-2102C | Battery, 230VAC, UPS System B, LER Battery Room | Battery | ER002.01
445-EEBY-2102D | Battery, 230VAC, UPS System B, LER Battery Room | Battery | ER002.01
445-EEBY-2102E | Battery, 230VAC, UPS System B, LER Battery Room | Battery | ER002.01
445-EEBY-2102F | Battery, 230VAC, UPS System B, LER Battery Room | Battery | ER002.01
445-EEBY-2102G | Battery, 230VAC, UPS System B, LER Battery Room | Battery | ER002.01
445-EEBY-2114A | Battery, 110VDC, UPS System, LER Battery Room | Battery | ER002.01
445-EEBY-2114B | Battery, 110VDC, UPS System, LER Battery Room | Battery | ER002.01
445-EEBY-2114C | Battery, 110VDC, UPS System, LER Battery Room | Battery | ER002.01
445-EEBY-6002A | Battery, 230VAC, UPS System A, Battery Room | Battery | ER002.01
445-EEBY-6002B | Battery, 230VAC, UPS System A, Battery Room | Battery | ER002.01
445-EEBY-6002C | Battery, 230VAC, UPS System A, Battery Room | Battery | ER002.01
565-CMPI-0040A | PAGA System, Indoor Safe Area Speaker | PAGA System | ER003.02
565-CMPI-0040B | PAGA System, Indoor Safe Area Speaker | PAGA System | ER003.02
565-CMPI-2002A | PAGA System, Indoor Safe Area Speaker | PAGA System | ER003.02
565-CMPI-2008A | PAGA System, Indoor Safe Area Speaker | PAGA System | ER003.02
565-CMPI-2010B | PAGA System, Indoor Safe Area Speaker | PAGA System | ER003.02
565-CMPI-3014A | PAGA System, Indoor Safe Area Speaker | PAGA System | ER003.02
565-CMPI-4000A | PAGA System, Indoor Safe Area Speaker | PAGA System | ER003.02
565-CMPI-4001B | PAGA System, Indoor Safe Area Speaker |  | ER003.02
771-PDST-8225A | Pressure Transmitter, Differential, Safety Shutdown, Strainer, 771-SPSR-1019A | Transmitter, Pressure | SD002.03.01
771-PDST-8225B | Pressure Transmitter, Differential, Safety Shutdown, Strainer, 771-SPSR-1019B | Transmitter, Pressure | SD002.03.01
771-PDST-8232A | Pressure Transmitter, Differential, Safety Shutdown, S/D Valve, 771-SDV-8229A | Transmitter, Pressure | SD002.03.01
771-PDST-8232B | Pressure Transmitter, Differential, Safety Shutdown, S/D Valve, 771-SDV-8229B | Transmitter, Pressure | SD002.03.01
771-PSV-0928-1 | Pressure Safety Valve, 4L6, Safety Knock Out Drum | PSV-Conventional | PC005.01.01
771-PSV-0928-2 | Pressure Safety Valve, 4L6, Safety Knock Out Drum | PSV-Conventional | PC005.01.01
771-PSV-7007-2 | Pressure Safety Valve, 6Q8, TEG Off-Gas, VRU Eductor | PSV-Conventional | PC005.01.01
771-SPSR-1001A | Strainer, T-Type, Gas Inlet, LPGC Discharge Cooler, Train A | Strainer | PC002.02
771-SPSR-1001B | Strainer, T-Type, Gas Inlet, LPGC Discharge Cooler, Train B | Strainer | PC002.02
771-SPSR-1006A | Strainer, Y-Type, Suction, VRU Drain Pump 1st Stage, Train A | Strainer | PC002.02
771-SPSR-1006B | Strainer, Y-Type, Suction, VRU Drain Pump 1st Stage, Train B | Strainer | PC002.02
771-SPSR-1007A | Strainer, Y-Type, Suction, VRU Drain Pump Interstage, Train A | Strainer | PC002.02
128-VEPU-0135A-1 | Pulsation Damper, Discharge, TS Demulsifier Pump A, Head 1 | Damper, Pulsation | PC002.04
128-VEPU-0135A-2 | Pulsation Damper, Discharge, TS Demulsifier Pump A, Head 2 | Damper, Pulsation | PC002.04
128-VEPU-0135B-1 | Pulsation Damper, Discharge, TS Demulsifier Pump B, Head 1 | Damper, Pulsation | PC002.04
128-PSV-2264A | Pressure Safety Valve, 1"x1", Discharge, Subsea Asphaltene Inhibitor Pump A | PSV-Conventional | PC005.01.01
128-PSV-2264B | Pressure Safety Valve, 1"x1", Discharge, Subsea Asphaltene Inhibitor Pump B | PSV-Conventional | PC005.01.01
128-PSV-2469A | Pressure Safety Valve, 0.5", Discharge, Subsea Scale Inhibitor Pump A | PSV-Conventional | PC005.01.01
128-PSV-2469B | Pressure Safety Valve, 0.5", Discharge, Subsea Scale Inhibitor Pump B | PSV-Conventional | PC005.01.01
128-PSV-2758A | Pressure Safety Valve, 0.75", Discharge, Subsea Wax Inhibitor Pump A | PSV-Conventional | PC005.01.01
128-PSV-2758B | Pressure Safety Valve, 0.75", Discharge, Subsea Wax Inhibitor Pump B | PSV-Conventional | PC005.01.01
128-PSV-2864A | Pressure Safety Valve, 0.5", Discharge, Subsea Foam Inhibitor Pump A | PSV-Conventional | PC005.01.01
128-PSV-2864B | Pressure Safety Valve, 0.5", Discharge, Subsea Foam Inhibitor Pump B | PSV-Conventional | PC005.01.01
128-SPSR-4000 | Strainer, Y-Type, Suction, Subsea Ethanol/MEG Pump A | Strainer | PC002.02
128-SPSR-4001 | Strainer, Y-Type, Suction, Subsea Ethanol/MEG Pump B | Strainer | PC002.02
128-SPSR-4002 | Strainer, Y-Type, Suction, Subsea Ethanol/MEG Pump C | Strainer | PC002.02
128-SPSR-4005 | Strainer, Y-Type, Suction, TS Ethanol/MEG Pump A | Strainer | PC002.02
128-SPSR-4006 | Strainer, Y-Type, Suction, TS Ethanol/MEG Pump B | Strainer | PC002.02
331-SVDV-0207 | Deluge Valve, Topsides TS061-TS062 Piperack 3, FZ07 | Valve, Deluge | PS003.01.02
331-SVDV-0208 | Deluge Valve, Topsides TS061-TS062 Piperack 3, FZ08 | Valve, Deluge | PS003.01.02
331-SVDV-0209 | Deluge Valve, 10", Fire Water to Deluge System, FZ09 | Valve, Deluge | PS003.01.02
331-SVDV-0210 | Deluge Valve, 10", Fire Water to Deluge System, FZ10 | Valve, Deluge | PS003.01.02
331-SVDV-0211 | Deluge Valve, 3", Fire Water to Deluge System, FZ06 (TS101 Helifuel Package) | Valve, Deluge | PS003.01.02
331-SVDV-1100 | Deluge Valve, 6", FW to Foam Monitor | Valve, Deluge | PS003.01.02
331-SVDV-1110 | Deluge Valve, 6", FW to Foam Monitor | Valve, Deluge | PS003.01.02
331-SVDV-2825 | Deluge Valve, 6", FW to Foam Monitor | Valve, Deluge | PS003.01.02
331-SVDV-2826 | Deluge Valve, 6", FW to Foam Monitor | Valve, Deluge | PS003.01.02
331-SVDV-3810 | Deluge Valve, 6", FW to Foam Monitor | Valve, Deluge | PS003.01.02
331-SVHY-1001 | Fire Hydrant, Pancake Level, TS051, FZ02 | Hydrant, Fire | PS008.02.02
331-SVHY-1002 | Fire Hydrant, Pancake Level, TS051, FZ02 | Hydrant, Fire | PS008.02.02
331-SVHY-1003 | Fire Hydrant, Pancake Level, TS051, FZ02 | Hydrant, Fire | PS008.02.02
331-SVHY-1004 | Fire Hydrant, Pancake Level, TS051, FZ02 | Hydrant, Fire | PS008.02.02
331-SVHY-1005 | Fire Hydrant, Pancake Level, TS017, FZ02 | Hydrant, Fire | PS008.02.02
331-SVHY-1006 | Fire Hydrant, Pancake Level, TS017, FZ02 | Hydrant, Fire | PS008.02.02
331-SVHY-1007 | Fire Hydrant, Pancake Level, TS017, FZ02 | Hydrant, Fire | PS008.02.02
331-SVHY-1008 | Fire Hydrant, Pancake Level, TS017, FZ02 | Hydrant, Fire | PS008.02.02
331-SVHY-1009 | Fire Hydrant, Pancake Level, TS013, FZ03 | Hydrant, Fire | PS008.02.02
331-SVHY-1010 | Fire Hydrant, Pancake Level, TS013, FZ03 | Hydrant, Fire | PS008.02.02
331-SVHY-1011 | Fire Hydrant, Level 1, TS013, FZ03 | Hydrant, Fire | PS008.02.02
331-SVHY-1012 | Fire Hydrant, Level 2, TS013, FZ03 | Hydrant, Fire | PS008.02.02
331-SVHY-1013 | Fire Hydrant, Level 2, TS013, FZ03 | Hydrant, Fire | PS008.02.02
331-VABF-5077 | Manual Valve, 6", Isolation, FW Hydrants, Access Walkway FZ10 PS | Valve, Butterfly | PS008.02.01
331-VABF-5078 | Manual Valve, 6", Isolation, FW Hydrants, Access Walkway FZ10 SB | Valve, Butterfly | PS008.02.01
331-VABF-5082 | Manual Valve, 3", LO, Isolation, FW To Firewater Monitor, 331-SEMF-5114 | Valve, Butterfly | PS008.02.01
662-SPSR-3001 | Strainer, Suction, Crude Recycle Pump A | Strainer | PC002.02
662-SPSR-3002 | Strainer, Suction, Crude Recycle Pump B | Strainer | PC002.02
662-SVCH-1001 | Check Valve, 14", Dissimilar, Offspec Oil To Crude-Crude Exchanger | Valve, Check | PC005.01.01
662-SVCH-1015 | Check Valve, Dissimilar, 10", Crude Recycle Pump To FWKO Drum | Valve, Check | PC005.01.01
662-SVCH-2013 | Check Valve, 2", Dissimilar, Nitrogen To Test Separator | Valve, Check | PC005.01.01
662-SVCH-3001 | Check Valve, 2", Dissimilar, Recycle From Crude Oil Pump To LP Degasser | Valve, Check | PC005.01.01
771-LST-8203A | Level Transmitter, Safety Shutdown, GWR, CO2 Compr 2nd Stge Suct Scrub, Trn A | Transmitter, Level | SD002.03.03
771-LST-8203B | Level Transmitter, Safety Shutdown, GWR, CO2 Compr 2nd Stge Suct Scrub, Trn B | Transmitter, Level | SD002.03.03
565-CMPI-4005A | PAGA System, Indoor Safe Area Speaker | PAGA System | ER003.02
565-CMPI-4007A | PAGA System, Indoor Safe Area Speaker |  | ER003.02
565-CMPI-4008A | PAGA System, Indoor Safe Area Speaker |  | ER003.02
565-CMPI-4008B | PAGA System, Indoor Safe Area Speaker |  | ER003.02
565-CMPI-4009A | PAGA System, Indoor Safe Area Speaker |  | ER003.02
565-CMPI-4009B | PAGA System, Indoor Safe Area Speaker |  | ER003.02
565-CMPI-4010A | PAGA System, Indoor Safe Area Speaker |  | ER003.02
565-CMPI-4010B | PAGA System, Indoor Safe Area Speaker |  | ER003.02
565-CMPI-5016A | PAGA System, Indoor Safe Area Speaker | PAGA System | ER003.02
565-CMPI-5018A | PAGA System, Indoor Safe Area Speaker | PAGA System | ER003.02
565-CMPI-5018B | PAGA System, Indoor Safe Area Speaker | PAGA System | ER003.02
565-CMPI-5020A | PAGA System, Indoor Safe Area Speaker | PAGA System | ER003.02
565-CMPI-5020B | PAGA System, Indoor Safe Area Speaker | PAGA System | ER003.02
565-CMPI-5021A | PAGA System, Indoor Safe Area Speaker | PAGA System | ER003.02
565-CMPI-5021B | PAGA System, Indoor Safe Area Speaker | PAGA System | ER003.02
565-CMPI-5022A | PAGA System, Indoor Safe Area Speaker | PAGA System | ER003.02
565-CMPI-6030B | PAGA System, Indoor Safe Area Speaker | PAGA System | ER003.02
565-CMPI-6031A | PAGA System, Indoor Safe Area Speaker | PAGA System | ER003.02
565-CMPI-6031B | PAGA System, Indoor Safe Area Speaker | PAGA System | ER003.02
565-CMPI-6032A | PAGA System, Indoor Safe Area Speaker | PAGA System | ER003.02
565-CMPI-6032B | PAGA System, Indoor Safe Area Speaker | PAGA System | ER003.02
565-CMPI-6033A | PAGA System, Indoor Safe Area Speaker | PAGA System | ER003.02
565-CMPI-6033B | PAGA System, Indoor Safe Area Speaker | PAGA System | ER003.02
565-CMPI-6034A | PAGA System, Indoor Safe Area Speaker | PAGA System | ER003.02
565-CMPI-6034B | PAGA System, Indoor Safe Area Speaker | PAGA System | ER003.02
771-SPSR-1007B | Strainer, Y-Type, Suction, VRU Drain Pump Interstage, Train B | Strainer | PC002.02
771-SPSR-1016A | Strainer, T-Type, Gas Inlet, CO2 Compr 1st StageDischarge Cooler, Train A | Strainer | PC002.02
771-SPSR-1016B | Strainer, T-Type, Gas Inlet, CO2 Compr Discharge Cooler, Train B | Strainer | PC002.02
771-SPSR-1019A | Strainer, T-Type, Gas Inlet, CO2 Compr 2nd Stage Discharge Cooler, Train A | Strainer | PC002.02
771-SPSR-1019B | Strainer, T-Type, Gas Inlet, CO2 Compr 2nd Stage Discharge Cooler, Train B | Strainer | PC002.02
771-SPSR-1025A | Strainer, T-Type, Gas Inlet, Main Gas Compressor, Train A | Strainer | PC002.02
771-SPSR-1025B | Strainer, T-Type, Gas Inlet, Main Gas Compressor, Train B | Strainer | PC002.02
771-SPSR-1025C | Strainer, T-Type, Gas Inlet, Main Gas Compressor, Train C | Strainer | PC002.02
771-SPSR-1026A | Strainer, T-Type, Gas Inlet, MGC Discharge Cooler, Train A | Strainer | PC002.02
771-SPSR-1026B | Strainer, T-Type, Gas Inlet, MGC Discharge Cooler, Train B | Strainer | PC002.02
771-SPSR-1026C | Strainer, T-Type, Gas Inlet, MGC Discharge Cooler, Train C | Strainer | PC002.02
771-SPSR-1027B | Strainer, T-Type, Gas Inlet, IGC Discharge Cooler, Train B | Strainer | PC002.02
771-SPSR-1027C | Strainer, T-Type, Gas Inlet, IGC Discharge Cooler, Train C | Strainer | PC002.02
771-SPSR-1028A | Strainer, T-Type, Gas Inlet, Injection Gas Compressor, Train A | Strainer | PC002.02
771-SPSR-1028B | Strainer, T-Type, Gas Inlet, Injection Gas Compressor, Train B | Strainer | PC002.02
771-SPSR-1028C | Strainer, T-Type, Gas Inlet, Injection Gas Compressor, Train C | Strainer | PC002.02
771-SPSR-9003A | Strainer, Cone Type, Process Gas Inlet, Injection Gas Compr, Trn A | Strainer | PC002.02
771-SPSR-9003B | Strainer, Cone Type, Process Gas Inlet, Injection Gas Compr, Trn B | Strainer | PC002.02
771-SPSR-9003C | Strainer, Cone Type, Process Gas Inlet, Injection Gas Compr, Trn C | Strainer | PC002.02
771-SVCH-1004A | Check Valve, Dissimilar, 16", Gas Inlet, MGC Suction Scrubber, Train A | Valve, Check | PC005.01.01
771-SVCH-1004B | Check Valve, Dissimilar, 16", Gas Inlet, MGC Suction Scrubber, Train B | Valve, Check | PC005.01.01
128-SPSR-4013 | Strainer, Suction, Subsea Demulsifier Pump A | Strainer | PC002.02
128-SPSR-4014 | Strainer, Suction, Subsea Demulsifier Pump B | Strainer | PC002.02
128-SPSR-4017 | Strainer, Y-Type, Suction, TS Demulsifier Pump A, Head 1 | Strainer | PC002.02
128-SPSR-4018 | Strainer, Y-Type, Suction, TS Demulsifier Pump A, Head 2 | Strainer | PC002.02
128-SPSR-4019 | Strainer, Y-Type, Suction, TS Demulsifier Pump B, Head 1 | Strainer | PC002.02
128-SPSR-4020 | Strainer, Y-Type, Suction, TS Demulsifier Pump B, Head 2 | Strainer | PC002.02
128-SPSR-4024 | Strainer, Y-Type, Suction, TS H2S Scavenger Pump A, Head 2 | Strainer | PC002.02
128-SPSR-4026 | Strainer, Y-Type, Suction, TS H2S Scavenger Pump B, Head 2 | Strainer | PC002.02
128-SPSR-4034 | Strainer, Y-Type, Suction, Subsea H2S Scavenger Pump A | Strainer | PC002.02
128-SPSR-4035 | Strainer, Y-Type, Suction, Subsea H2S Scavenger Pump B | Strainer | PC002.02
128-SPSR-4036 | Strainer, Y-Type, Suction, Subsea H2S Scavenger Pump C | Strainer | PC002.02
128-SPSR-4037 | Strainer, Y-Type, Suction, Subsea H2S Scavenger Pump D | Strainer | PC002.02
331-SVHY-1014 | Fire Hydrant, Level 3, TS013, FZ03 | Hydrant, Fire | PS008.02.02
331-SVHY-1015 | Fire Hydrant, Level 3, TS013, FZ03 | Hydrant, Fire | PS008.02.02
331-SVHY-1016 | Fire Hydrant, Pancake Level, TS024, FZ03 | Hydrant, Fire | PS008.02.02
331-SVHY-1017 | Fire Hydrant, Pancake Level, TS024, FZ03 | Hydrant, Fire | PS008.02.02
331-SVHY-1018 | Fire Hydrant, Level 1, TS024, FZ03 | Hydrant, Fire | PS008.02.02
331-SVHY-1019 | Fire Hydrant, Level 1, TS024, FZ03 | Hydrant, Fire | PS008.02.02
331-SVHY-1020 | Fire Hydrant, Level 2, TS024, FZ03 | Hydrant, Fire | PS008.02.02
331-SVHY-1021 | Fire Hydrant, Level 3, TS024, FZ03 | Hydrant, Fire | PS008.02.02
331-SVHY-1022 | Fire Hydrant, Level 3, TS024, FZ03 | Hydrant, Fire | PS008.02.02
331-SVHY-1023 | Fire Hydrant, Top Deck, TS024, FZ03 | Hydrant, Fire | PS008.02.02
331-SVHY-1024 | Fire Hydrant, Pancake Level, TS012, FZ04 | Hydrant, Fire | PS008.02.02
331-SVHY-1025 | Fire Hydrant, Pancake Level, TS012, FZ04 | Hydrant, Fire | PS008.02.02
331-SVHY-1026 | Fire Hydrant, Level 1, TS012, FZ04 | Hydrant, Fire | PS008.02.02
331-SVHY-1027 | Fire Hydrant, Level 1, TS012, FZ04 | Hydrant, Fire | PS008.02.02
331-SVHY-1028 | Fire Hydrant, Level 2, TS012, FZ04 | Hydrant, Fire | PS008.02.02
331-SVHY-1029 | Fire Hydrant, Pancake Level, TS002, FZ04 | Hydrant, Fire | PS008.02.02
331-SVHY-1030 | Fire Hydrant, Pancake Level, TS002, FZ04 | Hydrant, Fire | PS008.02.02
331-SVHY-1032 | Fire Hydrant, Level 3, TS002, FZ04 | Hydrant, Fire | PS008.02.02
331-SVHY-1033 | Fire Hydrant, Level 3, TS002, FZ04 | Hydrant, Fire | PS008.02.02
331-SVHY-1034 | Fire Hydrant, Level 3, TS002, FZ04 | Hydrant, Fire | PS008.02.02
331-SVHY-1035 | Fire Hydrant, Pancake Level, TS011, FZ05 | Hydrant, Fire | PS008.02.02
331-SVHY-1036 | Fire Hydrant, Pancake Level, TS011, FZ05 | Hydrant, Fire | PS008.02.02
331-SVHY-1037 | Fire Hydrant, Level 1, TS011, FZ05 | Hydrant, Fire | PS008.02.02
331-SVHY-1038 | Fire Hydrant, Level 1, TS011, FZ05 | Hydrant, Fire | PS008.02.02
662-VACH-1025 | Check Valve, 2", Dissimilar, Recycle From Crude Oil Pump To LP Degasser | Valve, Check | PC005.01.01
662-VACH-2014 | Check Valve, 2", Dissimilar, Nitrogen To Test Separator | Valve, Check | PC005.01.01
662-VACH-2027 | Check Valve, Dissimilar, 10", Crude Recycle Pump To FWKO Drum | Valve, Check | PC005.01.01
662-VACH-3499 | Check Valve, 14", Dissimilar, Offspec Oil To Crude-Crude Exchanger | Valve, Check | PC005.01.01
565-CMPI-6035A | PAGA System, Indoor Safe Area Speaker | PAGA System | ER003.02
565-CMPI-6035B | PAGA System, Indoor Safe Area Speaker | PAGA System | ER003.02
565-CMPI-6036A | PAGA System, Indoor Safe Area Speaker | PAGA System | ER003.02
565-CMPI-6036B | PAGA System, Indoor Safe Area Speaker | PAGA System | ER003.02
565-CMPI-6037A | PAGA System, Indoor Safe Area Speaker | PAGA System | ER003.02
565-CMPI-6037B | PAGA System, Indoor Safe Area Speaker | PAGA System | ER003.02
565-CMPI-6038A | PAGA System, Indoor Safe Area Speaker | PAGA System | ER003.02
565-CMPI-6038B | PAGA System, Indoor Safe Area Speaker | PAGA System | ER003.02
565-CMPI-6039A | PAGA System, Indoor Safe Area Speaker | PAGA System | ER003.02
565-CMPI-6039B | PAGA System, Indoor Safe Area Speaker | PAGA System | ER003.02
565-CMPI-6040A | PAGA System, Indoor Safe Area Speaker | PAGA System | ER003.02
565-CMPI-6040B | PAGA System, Indoor Safe Area Speaker | PAGA System | ER003.02
565-CMPI-6041A | PAGA System, Indoor Safe Area Speaker | PAGA System | ER003.02
565-CMPI-6041B | PAGA System, Indoor Safe Area Speaker | PAGA System | ER003.02
565-CMPI-6042A | PAGA System, Indoor Safe Area Speaker | PAGA System | ER003.02
565-CMPI-6042B | PAGA System, Indoor Safe Area Speaker | PAGA System | ER003.02
565-CMPI-6043A | PAGA System, Indoor Safe Area Speaker | PAGA System | ER003.02
565-CMPI-6043B | PAGA System, Indoor Safe Area Speaker | PAGA System | ER003.02
565-CMPI-7001B | PAGA System, Indoor Safe Area Speaker | PAGA System | ER003.02
565-CMPI-7030A | PAGA System, Indoor Safe Area Speaker | PAGA System | ER003.02
565-CMPI-7031A | PAGA System, Indoor Safe Area Speaker | PAGA System | ER003.02
565-CMPI-7031B | PAGA System, Indoor Safe Area Speaker | PAGA System | ER003.02
565-CMPI-7032A | PAGA System, Indoor Safe Area Speaker | PAGA System | ER003.02
565-CMPI-7032B | PAGA System, Indoor Safe Area Speaker | PAGA System | ER003.02
565-CMPI-7033A | PAGA System, Indoor Safe Area Speaker | PAGA System | ER003.02
771-SVCH-1004C | Check Valve, Dissimilar, 16", Gas Inlet, MGC Suction Scrubber, Train C | Valve, Check | PC005.01.01
771-SVCH-1008A | Check Valve, Dissimilar, 10", Gas Outlet, IGC Discharge Cooler, Train A | Valve, Check | PC005.01.01
771-SVCH-1008B | Check Valve, Dissimilar, 10", Gas Outlet, IGC Discharge Cooler, Train B | Valve, Check | PC005.01.01
771-SVCH-1008C | Check Valve, Dissimilar, 10", Gas Outlet, IGC Discharge Cooler, Train C | Valve, Check | PC005.01.01
771-SVCH-1013A | Check Valve, Dissimilar, 10", Gas Outlet, CO2 Compr 2nd Stage Disch Clr, Trn A | Valve, Check | PC005.01.01
771-SVCH-1013B | Check Valve, Dissimilar, 10", Gas Outlet, 2nd Stage CO2 Compr Disch Clr, Trn B | Valve, Check | PC005.01.01
771-SVCH-1101A | Check Valve, Dissimilar, 14", Gas Outlet, LPGC Discharge Cooler, Train A | Valve, Check | PC005.01.01
771-SVCH-1101B | Check Valve, Dissimilar, 14", Gas Outlet, LPGC Discharge Cooler, Train B | Valve, Check | PC005.01.01
771-SVCH-1108A | Check Valve, Dissimilar, 12", Gas Inlet, IGC Suction Scrubber, Train A | Valve, Check | PC005.01.01
771-SVCH-1108B | Check Valve, Dissimilar, 12", Gas Inlet, IGC Suction Scrubber, Train B | Valve, Check | PC005.01.01
771-SVCH-1108C | Check Valve, Dissimilar, 12", Gas Inlet, IGC Suction Scrubber, Train C | Valve, Check | PC005.01.01
771-SVCH-1124A | Check Valve, 16", Gas Outlet, CO2 Compr 1st Stage Discharge Cooler, Train A | Valve, Check | PC005.01.01
771-SVCH-1124B | Check Valve, 16", Gas Outlet, CO2 Compr 1st Stage Discharge Cooler, Train B | Valve, Check | PC005.01.01
771-VACH-1022A | Check Valve, Dissimilar, 10", Gas Outlet, CO2 Compr 2nd Stage Disch Clr, Trn A | Valve, Check | PC005.01.01
771-VACH-1022B | Check Valve, Dissimilar, 10", Gas Outlet, 2nd Stage CO2 Compr Disch Clr, Trn B | Valve, Check | PC005.01.01
331-SVHY-1039 | Fire Hydrant, Level 2, TS011, FZ05 | Hydrant, Fire | PS008.02.02
331-SVHY-1040 | Fire Hydrant, Level 2, TS011, FZ05 | Hydrant, Fire | PS008.02.02
331-SVHY-1041 | Fire Hydrant, Level 3, TS011, FZ05 | Hydrant, Fire | PS008.02.02
331-SVHY-1042 | Fire Hydrant, Pancake Level, TS021, FZ05 | Hydrant, Fire | PS008.02.02
331-SVHY-1043 | Fire Hydrant, Pancake Level, TS021, FZ05 | Hydrant, Fire | PS008.02.02
331-SVHY-1044 | Fire Hydrant, Level 1, TS021, FZ05 | Hydrant, Fire | PS008.02.02
331-SVHY-1045 | Fire Hydrant, Level 1, TS021, FZ05 | Hydrant, Fire | PS008.02.02
331-SVHY-1046 | Fire Hydrant, Level 2, TS021, FZ05 | Hydrant, Fire | PS008.02.02
331-SVHY-1047 | Fire Hydrant, Pancake Level, TS001, FZ06 | Hydrant, Fire | PS008.02.02
331-SVHY-1048 | Fire Hydrant, Pancake Level, TS001, FZ06 | Hydrant, Fire | PS008.02.02
331-SVHY-1049 | Fire Hydrant, Level 1, TS001, FZ06 | Hydrant, Fire | PS008.02.02
331-SVHY-1050 | Fire Hydrant, Level 1, TS001, FZ06 | Hydrant, Fire | PS008.02.02
331-SVHY-1051 | Fire Hydrant, Level 2, TS001, FZ06 | Hydrant, Fire | PS008.02.02
331-SVHY-1052 | Fire Hydrant, Level 3, TS001, FZ06 | Hydrant, Fire | PS008.02.02
331-SVHY-1053 | Fire Hydrant, Level 3, TS001, FZ06 | Hydrant, Fire | PS008.02.02
331-SVHY-1054 | Fire Hydrant, Pancake Level, TS002, FZ04 | Hydrant, Fire | PS008.02.02
331-SVHY-1055 | Fire Hydrant, Pancake Level, TS002, FZ04 | Hydrant, Fire | PS008.02.02
331-SVHY-1056 | Fire Hydrant, Level 1, TS101, FZ06 | Hydrant, Fire | PS008.02.02
331-SVHY-1057 | Fire Hydrant, Top Deck, TS101, FZ06 | Hydrant, Fire | PS008.02.02
331-SVHY-1058 | Fire Hydrant, Top Deck, TS101, FZ06 | Hydrant, Fire | PS008.02.02
331-SVHY-1059 | Fire Hydrant, Pancake Level, TS091, FZ07 | Hydrant, Fire | PS008.02.02
331-SVHY-1060 | Fire Hydrant, Pancake Level, TS091, FZ07 | Hydrant, Fire | PS008.02.02
331-SVHY-1061 | Fire Hydrant, Level 1, TS091, FZ07 | Hydrant, Fire | PS008.02.02
331-SVHY-1062 | Fire Hydrant, Level 1, TS091, FZ07 | Hydrant, Fire | PS008.02.02
771-PST-2124A | Pressure Transmitter, Safety Shutdown, Gas Inlet, Main Gas Compressor, Train A [NR13] | Transmitter, Pressure | SD002.03.01
771-PST-2124B | Pressure Transmitter, Safety Shutdown, Gas Inlet, Main Gas Compressor, Train B [NR13] | Transmitter, Pressure | SD002.03.01
771-PST-2124C | Pressure Transmitter, Safety Shutdown, Gas Inlet, Main Gas Compressor, Train C [NR13] | Transmitter, Pressure | SD002.03.01
771-PST-2125A | Pressure Transmitter, Safety Shutdown, Gas Outlet, Main Gas Compressor, Train A [NR13] | Transmitter, Pressure | SD002.03.01
771-PST-2125B | Pressure Transmitter, Safety Shutdown, Gas Outlet, Main Gas Compressor, Train B [NR13] | Transmitter, Pressure | SD002.03.01
771-PST-2125C | Pressure Transmitter, Safety Shutdown, Gas Outlet, Main Gas Compressor, Train C [NR13] | Transmitter, Pressure | SD002.03.01
771-PST-3124A | Pressure Transmitter, Safety Shutdown, Gas Inlet, IG Compressor, Train A [NR13] | Transmitter, Pressure | SD002.03.01
771-PST-3124B | Pressure Transmitter, Safety Shutdown, Gas Inlet, IG Compressor, Train B [NR13] | Transmitter, Pressure | SD002.03.01
771-PST-3124C | Pressure Transmitter, Safety Shutdown, Gas Inlet, IG Compressor, Train C [NR13] | Transmitter, Pressure | SD002.03.01
771-PST-3125A | Pressure Transmitter, Safety Shutdown, Gas Outlet, IG Compressor, Train A [NR13] | Transmitter, Pressure | SD002.03.01
771-PST-3125B | Pressure Transmitter, Safety Shutdown, Gas Outlet, IG Compressor, Train B [NR13] | Transmitter, Pressure | SD002.03.01
771-PST-3125C | Pressure Transmitter, Safety Shutdown, Gas Outlet, IG Compressor, Train C [NR13] | Transmitter, Pressure | SD002.03.01
771-PST-7410A | Pressure Transmitter, Safety Shutdown, Suct, VRU Drain Pump 1st Stage, Trn A [NR13] | Transmitter, Pressure | SD002.03.01
771-PST-7410B | Pressure Transmitter, Safety Shutdown, Suct, VRU Drain Pump 1st Stage, Trn B [NR13] | Transmitter, Pressure | SD002.03.01
771-PST-7412A | Pressure Transmitter, Safety Shutdown, Disch, VRU Drain Pump 1st Stage, Trn A [NR13] | Transmitter, Pressure | SD002.03.01
771-PST-7412B | Pressure Transmitter, Safety Shutdown, Disch, VRU Drain Pump 1st Stage, Trn B [NR13] | Transmitter, Pressure | SD002.03.01
771-PST-7420A | Pressure Transmitter, Safety Shutdown, Suct, VRU Drain Pump Interstage, Trn A [NR13] | Transmitter, Pressure | SD002.03.01
771-PST-7420B | Pressure Transmitter, Safety Shutdown, Suct, VRU Drain Pump Interstage, Trn B [NR13] | Transmitter, Pressure | SD002.03.01
775-PDST-6016 | Pressure Transmitter, Safety Shutdown, Diff, Shutdown Valve, 775-SDV-6017 | Transmitter, Pressure | SD002.03.01
775-PST-6110A | Pressure Transmitter, Safety S/down, WAG I1 Gas/Wtr Inj, WAG Slot A Pig Lchr 1 | Transmitter, Pressure | SD002.03.01
775-PST-6210A | Pressure Transmitter, Safety S/down, WAG I2 Gas/Wtr Inj, WAG Slot A Pig Lchr 2 | Transmitter, Pressure | SD002.03.01
775-PST-6310A | Pressure Transmitter, Safety S/down, WAG I3 Gas/Wtr Inj, WAG Slot A Pig Lchr 3 | Transmitter, Pressure | SD002.03.01
775-PST-6410A | Pressure Transmitter, Safety S/down, WAG I4 Gas/Wtr Inj, WAG Slot A Pig Lchr 4 | Transmitter, Pressure | SD002.03.01
775-PST-6510A | Pressure Transmitter, Safety S/down, WAG I5 Gas/Wtr Inj, WAG Slot A Pig Lchr 5 | Transmitter, Pressure | SD002.03.01
775-PST-6610A | Pressure Transmitter, Safety S/down, WAG I6 Gas/Wtr Inj, WAG Slot A Pig Lchr 6 | Transmitter, Pressure | SD002.03.01
775-PST-6710A | Pressure Transmitter, Safety S/down, WAG I7 Gas/Wtr Inj, WAG Slot A Pig Lchr 7 | Transmitter, Pressure | SD002.03.01
775-SDV-6105A | Shutdown Valve, 10", Fm/To WAG I1 Gas/Wtr Injection, WAG Slot A Pig Launcher 1 | Valve, Shutdown | SD001.01
775-SDV-6305A | Shutdown Valve, 10", Fm/To WAG I3 Gas/Wtr Injection, WAG Slot A Pig Launcher 3 | Valve, Shutdown | SD001.01
775-SDV-6405A | Shutdown Valve, 10", Fm/To WAG I4 Gas/Wtr Injection, WAG Slot A Pig Launcher 4 | Valve, Shutdown | SD001.01
775-SDV-6505A | Shutdown Valve, 10", Fm/To WAG I5 Gas/Wtr Injection, WAG Slot A Pig Launcher 5 | Valve, Shutdown | SD001.01
775-SDV-6605A | Shutdown Valve, 10", Fm/To WAG I6 Gas/Wtr Injection, WAG Slot A Pig Launcher 6 | Valve, Shutdown | SD001.01
775-SDV-6705A | Shutdown Valve, 10", Fm/To WAG I7 Gas/Wtr Injection, WAG Slot A Pig Launcher 7 | Valve, Shutdown | SD001.01
775-TST-6109A | Temperature Transmitter, Safety Shutdown, WI Inlet, WAG Slot A Pig Launcher 1 | Transmitter, Temperature | SD002.03.02
775-TST-6209A | Temperature Transmitter, Safety Shutdown, WI Inlet, WAG Slot A Pig Launcher 2 | Transmitter, Temperature | SD002.03.02
775-TST-6309A | Temperature Transmitter, Safety Shutdown, WI Inlet, WAG Slot A Pig Launcher 3 | Transmitter, Temperature | SD002.03.02
775-TST-6409A | Temperature Transmitter, Safety Shutdown, WI Inlet, WAG Slot A Pig Launcher 4 | Transmitter, Temperature | SD002.03.02
124-LST-2904-1 | Level Transmitter, Safety Shutdown, Produced Water Skim Vessel | Transmitter, Level | SD002.03.03
124-LST-2904-2 | Level Transmitter, Safety Shutdown, Produced Water Skim Vessel | Transmitter, Level | SD002.03.03
124-LST-2904-3 | Level Transmitter, Safety Shutdown, Produced Water Skim Vessel | Transmitter, Level | SD002.03.03
565-CMPI-7033B | PAGA System, Indoor Safe Area Speaker | PAGA System | ER003.02
565-CMPI-7034A | PAGA System, Indoor Safe Area Speaker | PAGA System | ER003.02
565-CMPI-7034B | PAGA System, Indoor Safe Area Speaker | PAGA System | ER003.02
565-CMPI-7035A | PAGA System, Indoor Safe Area Speaker | PAGA System | ER003.02
565-CMPI-7035B | PAGA System, Indoor Safe Area Speaker | PAGA System | ER003.02
565-CMPI-7036A | PAGA System, Indoor Safe Area Speaker | PAGA System | ER003.02
565-CMPI-7036B | PAGA System, Indoor Safe Area Speaker | PAGA System | ER003.02
565-CMPI-7037A | PAGA System, Indoor Safe Area Speaker | PAGA System | ER003.02
565-CMPI-7037B | PAGA System, Indoor Safe Area Speaker | PAGA System | ER003.02
565-CMPI-7038A | PAGA System, Indoor Safe Area Speaker | PAGA System | ER003.02
565-CMPI-7038B | PAGA System, Indoor Safe Area Speaker | PAGA System | ER003.02
565-CMPI-7039A | PAGA System, Indoor Safe Area Speaker | PAGA System | ER003.02
565-CMPI-7039B | PAGA System, Indoor Safe Area Speaker | PAGA System | ER003.02
565-CMPI-7040A | PAGA System, Indoor Safe Area Speaker | PAGA System | ER003.02
565-CMPI-7040B | PAGA System, Indoor Safe Area Speaker | PAGA System | ER003.02
565-CMPI-7041A | PAGA System, Indoor Safe Area Speaker | PAGA System | ER003.02
565-CMPI-7041B | PAGA System, Indoor Safe Area Speaker | PAGA System | ER003.02
565-CMPI-7042A | PAGA System, Indoor Safe Area Speaker | PAGA System | ER003.02
565-CMPI-7042B | PAGA System, Indoor Safe Area Speaker | PAGA System | ER003.02
565-CMPI-7043A | PAGA System, Indoor Safe Area Speaker | PAGA System | ER003.02
565-CMPI-7043B | PAGA System, Indoor Safe Area Speaker | PAGA System | ER003.02
565-CMPI-8008A | PAGA System, Indoor Safe Area Speaker | PAGA System | ER003.02
565-CMPI-8012A | PAGA System, Indoor Safe Area Speaker | PAGA System | ER003.02
565-CMPI-8016A | PAGA System, Indoor Safe Area Speaker | PAGA System | ER003.02
565-CMPI-8019A | PAGA System, Indoor Safe Area Speaker | PAGA System | ER003.02
771-VACH-1033A | Check Valve, 18", Dissimilar, Gas Inlet, LPGC Suction Scrubber, Train A | Valve, Check | PC005.01.01
771-VACH-1033B | Check Valve, 18", Dissimilar, Gas Inlet, LPGC Suction Scrubber, Train B | Valve, Check | PC005.01.01
771-VACH-1035A | Check Valve, 14", Dissimilar, Gas Outlet, LPGC Discharge Cooler, Train A | Valve, Check | PC005.01.01
771-VACH-1035B | Check Valve, 14", Dissimilar, Gas Outlet, LPGC Discharge Cooler, Train B | Valve, Check | PC005.01.01
771-VACH-1039A | Check Valve, Dissimilar, 3", Discharge, VRU Drain Pump 1st Stage, Train A | Valve, Check | PC005.01.01
771-VACH-1039B | Check Valve, Dissimilar, 3", Discharge, VRU Drain Pump 1st Stage, Train B | Valve, Check | PC005.01.01
771-VACH-1040A | Check Valve, Dissimilar, 4", HC Cond Disch, VRU Drain Pump Interstage, Train A | Valve, Check | PC005.01.01
771-VACH-1040B | Check Valve, Dissimilar, 4", HC Cond Disch, VRU Drain Pump Interstage, Train B | Valve, Check | PC005.01.01
771-VACH-1047A | Check Valve, Dissimilar, 16", Gas Inlet, MGC Suction Scrubber, Train A | Valve, Check | PC005.01.01
771-VACH-1047B | Check Valve, Dissimilar, 16", Gas Inlet, MGC Suction Scrubber, Train A | Valve, Check | PC005.01.01
771-VACH-1047C | Check Valve, Dissimilar, 16", Gas Inlet, MGC Suction Scrubber, Train C | Valve, Check | PC005.01.01
771-VACH-1049A | Check Valve, 3", Condensate Outlet, MGC Suction Scrubber, Train A | Valve, Check | PC005.01.01
771-VACH-1052A | Check Valve, Dissimilar, 12", Gas Inlet, IGC Suction Scrubber, Train A | Valve, Check | PC005.01.01
771-VACH-1052B | Check Valve, Dissimilar, 12", Gas Inlet, IGC Suction Scrubber, Train B | Valve, Check | PC005.01.01
771-VACH-1052C | Check Valve, Dissimilar, 12", Gas Inlet, IGC Suction Scrubber, Train C | Valve, Check | PC005.01.01
128-PST-0441A-2 | Pressure Transmitter, Safety Shutdown, Disch, TS H2S Scavenger Pump A, Head 2 | Transmitter, Pressure | SD002.03.01
128-PST-0441B-2 | Pressure Transmitter, Safety Shutdown, Disch, TS H2S Scavenger Pump B, Head 2 | Transmitter, Pressure | SD002.03.01
128-VEPU-0278A-2 | Pulsation Damper, Suction, TS H2S Scavenger Pump A, Head 2 | Damper, Pulsation | PC002.04
128-SPSR-4124 | Strainer, Y-Type, Suction, Subsea Wax Inhibitor Pump A | Strainer | PC002.02
128-SPSR-4125 | Strainer, Y-Type, Suction, Subsea Wax Inhibitor Pump B | Strainer | PC002.02
331-SVHY-1063 | Fire Hydrant, Level 2, TS091, FZ07 | Hydrant, Fire | PS008.02.02
331-SVHY-1064 | Fire Hydrant, Level 2, TS091, FZ07 | Hydrant, Fire | PS008.02.02
331-SVHY-1065 | Fire Hydrant, Pancake Level, TS101, FZ06 | Hydrant, Fire | PS008.02.02
331-SVHY-1066 | Fire Hydrant, Pancake Level, TS101, FZ06 | Hydrant, Fire | PS008.02.02
331-SVHY-1067 | Fire Hydrant, Pancake Level, TS Utility Stations, TS061 | Hydrant, Fire | PS008.02.02
331-SVHY-1068 | Fire Hydrant, Pancake Level, TS Utility Stations, TS061 | Hydrant, Fire | PS008.02.02
331-SVHY-1069 | Fire Hydrant, Pancake Level, TS Utility Stations, TS061 | Hydrant, Fire | PS008.02.02
331-SVHY-1070 | Fire Hydrant, Pancake Level, TS032, FZ08 | Hydrant, Fire | PS008.02.02
331-SVHY-1071 | Fire Hydrant, Pancake Level, TS032, FZ08 | Hydrant, Fire | PS008.02.02
331-SVHY-1072 | Fire Hydrant, Level 2, TS032, FZ08 | Hydrant, Fire | PS008.02.02
331-SVHY-1073 | Fire Hydrant, Level 1, Topsides Utility Stations, TS062 | Hydrant, Fire | PS008.02.02
331-SVHY-1074 | Fire Hydrant, Level 2, TS031, FZ09 | Hydrant, Fire | PS008.02.02
331-SVHY-1075 | Fire Hydrant, Top Deck, TS051, FZ02 | Hydrant, Fire | PS008.02.02
331-SVHY-1076 | Fire Hydrant, Level 1, TS017, FZ02 | Hydrant, Fire | PS008.02.02
331-SVHY-1077 | Fire Hydrant, Level 1, TS017, FZ02 | Hydrant, Fire | PS008.02.02
331-SVHY-1078 | Fire Hydrant, Level 2, TS017, FZ02 | Hydrant, Fire | PS008.02.02
331-SVHY-1079 | Fire Hydrant, Level 2, TS017, FZ02 | Hydrant, Fire | PS008.02.02
331-SVHY-1080 | Fire Hydrant, Level 3, TS011, FZ05 | Hydrant, Fire | PS008.02.02
331-SVHY-1081 | Fire Hydrant, Level 1, TS013, FZ03 | Hydrant, Fire | PS008.02.02
331-SVHY-1082 | Fire Hydrant, Level 2, TS101, FZ06 | Hydrant, Fire | PS008.02.02
331-SVHY-1083 | Fire Hydrant, Level 1, TS002, FZ04 | Hydrant, Fire | PS008.02.02
331-SVHY-1084 | Fire Hydrant, Level 2, TS024, FZ03 | Hydrant, Fire | PS008.02.02
331-SVHY-1085 | Fire Hydrant, Top Deck, TS024, FZ03 | Hydrant, Fire | PS008.02.02
331-VAGA-0501 | Manual Valve, 2.5", Isolation, FW International Shore Connection, FZ10 PS | Valve, Gate | PS008.02.01
331-VAGA-0502 | Manual Valve, 2.5", Isolation, FW International Shore Connection, FZ10 SB | Valve, Gate | PS008.02.01
771-PST-7422A | Pressure Transmitter, Safety Shutdown, Disch, VRU Drain Pump Interstage, Trn A [NR13] | Transmitter, Pressure | SD002.03.01
771-PST-7422B | Pressure Transmitter, Safety Shutdown, Disch, VRU Drain Pump Interstage, Trn B [NR13] | Transmitter, Pressure | SD002.03.01
771-PSV-1108A | Pressure Safety Valve, 4L6, LPGC Suction Scrubber, Train A | PSV-Conventional | PC005.01.01
771-PSV-1108B | Pressure Safety Valve, 4L6, LPGC Suction Scrubber, Train B | PSV-Conventional | PC005.01.01
771-PSV-2111A | Pressure Safety Valve, 3K4, MGC Suction Scrubber, Train A | PSV-Conventional | PC005.01.01
771-PSV-2111B | Pressure Safety Valve, 3K4, MGC Suction Scrubber, Train B | PSV-Conventional | PC005.01.01
771-PSV-2111C | Pressure Safety Valve, 3K4, MGC Suction Scrubber, Train C | PSV-Conventional | PC005.01.01
771-PSV-2130A | Pressure Safety Valve, 4P6, Gas Outlet, Main Gas Compressor, Trn A | PSV-Conventional | PC005.01.01
771-PSV-2130B | Pressure Safety Valve, 4P6, Gas Outlet, Main Gas Compressor, Trn B | PSV-Conventional | PC005.01.01
771-PSV-2130C | Pressure Safety Valve, 4P6, Gas Outlet, Main Gas Compressor, Trn C | PSV-Conventional | PC005.01.01
771-PSV-3111A | Pressure Safety Valve, 1.5H3, IGC Suction Scrubber, Train A | PSV-Conventional | PC005.01.01
771-PSV-3111B | Pressure Safety Valve, 1.5H3, IGC Suction Scrubber, Train B | PSV-Conventional | PC005.01.01
771-PSV-3111C | Pressure Safety Valve, 1.5H3, IGC Suction Scrubber, Train C | PSV-Conventional | PC005.01.01
771-PSV-3130A | Pressure Safety Valve, 2H3, Gas Outlet, Injection Gas Compressor, Trn A | PSV-Conventional | PC005.01.01
771-PSV-3130B | Pressure Safety Valve, 2H3, Gas Outlet, Injection Gas Compressor, Trn B | PSV-Conventional | PC005.01.01
771-PSV-3130C | Pressure Safety Valve, 2H3, Gas Outlet, Injection Gas Compressor, Trn C | PSV-Conventional | PC005.01.01
771-PSV-7108A | Pressure Safety Valve, 2J3, VRU 1st Stage Suction Scrubber, Train A | PSV-Conventional | PC005.01.01
771-PSV-7108B | Pressure Safety Valve, 2J3, VRU 1st Stage Suction Scrubber, Train B | PSV-Conventional | PC005.01.01
771-PSV-7208A | Pressure Safety Valve, 2J3, VRU Interstage Suction Scrubber, Train A | PSV-Conventional | PC005.01.01
775-TST-6509A | Temperature Transmitter, Safety Shutdown, WI Inlet, WAG Slot A Pig Launcher 5 | Transmitter, Temperature | SD002.03.02
775-TST-6609A | Temperature Transmitter, Safety Shutdown, WI Inlet, WAG Slot A Pig Launcher 6 | Transmitter, Temperature | SD002.03.02
775-TST-6709A | Temperature Transmitter, Safety Shutdown, WI Inlet, WAG Slot A Pig Launcher 7 | Transmitter, Temperature | SD002.03.02
124-PSV-0530-1 | Pressure Safety Valve, 6R8, Discharge, PW Reinjection Booster Pump C | PSV-Conventional | PC005.01.01
124-PSV-0530-2 | Pressure Safety Valve, 6R8, Discharge, PW Reinjection Booster Pump C | PSV-Conventional | PC005.01.01
124-PSV-0530-3 | Pressure Safety Valve, 6R8, Discharge, PW Reinjection Booster Pump C | PSV-Conventional | PC005.01.01
124-PSV-2912-1 | Pressure Safety Valve, 8T10, Produced Water Skim Vessel | PSV-Conventional | PC005.01.01
124-PSV-2912-2 | Pressure Safety Valve, 8T10, Produced Water Skim Vessel | PSV-Conventional | PC005.01.01
124-SPSR-3541A | Strainer, Suction, PW Reinjection Booster Pump A | Strainer | PC002.02
124-SPSR-3541B | Strainer, Suction, PW Reinjection Booster Pump B | Strainer | PC002.02
124-SPSR-3541C | Strainer, Suction, PW Reinjection Booster Pump C | Strainer | PC002.02
565-CMPI-8022A | PAGA System, Indoor Safe Area Speaker | PAGA System | ER003.02
565-CMPI-8025A | PAGA System, Indoor Safe Area Speaker | PAGA System | ER003.02
565-CMPI-8028A | PAGA System, Indoor Safe Area Speaker | PAGA System | ER003.02
565-CMPI-8029A | PAGA System, Indoor Safe Area Speaker | PAGA System | ER003.02
565-CMPI-8030A | PAGA System, Indoor Safe Area Speaker | PAGA System | ER003.02
565-CMPI-8030B | PAGA System, Indoor Safe Area Speaker | PAGA System | ER003.02
565-CMPI-8031A | PAGA System, Indoor Safe Area Speaker | PAGA System | ER003.02
565-CMPI-9001A | PAGA System, Indoor Safe Area Speaker | PAGA System | ER003.02
565-CMPI-9001B | PAGA System, Indoor Safe Area Speaker | PAGA System | ER003.02
565-CMPI-9003A | PAGA System, Indoor Safe Area Speaker | PAGA System | ER003.02
565-CMPI-9008A | PAGA System, Indoor Safe Area Speaker | PAGA System | ER003.02
565-CMPI-9008B | PAGA System, Indoor Safe Area Speaker | PAGA System | ER003.02
565-CMPI-9009A | PAGA System, Indoor Safe Area Speaker | PAGA System | ER003.02
565-CMPI-9009B | PAGA System, Indoor Safe Area Speaker | PAGA System | ER003.02
771-VACH-1054A | Check Valve, Dissimilar, 10", Gas Outlet, IGC Discharge Cooler, Train A | Valve, Check | PC005.01.01
771-VACH-1054B | Check Valve, Dissimalar, 10", Gas Outlet, IGC Discharge Cooler, Train B | Valve, Check | PC005.01.01
771-VACH-1054C | Check Valve, Dissimilar, 10", Gas Outlet, IGC Discharge Cooler, Train C | Valve, Check | PC005.01.01
771-VACH-1062A | Check Valve, 20", Dissimilar, Gas Inlet, CO2 Compr 1st Stage Suct Scrub, Train A | Valve, Check | PC005.01.01
771-VACH-1062B | Check Valve, 20", Dissimilar, Gas Inlet, CO2 Compr 1st Stage Suct Scrub, Train B | Valve, Check | PC005.01.01
771-VACH-2101A | Check Valve, 2", Dissimilar, Condensate Outlet, LPGC Suction Scrubber, Train A | Valve, Check | PC005.01.01
771-VACH-2101B | Check Valve, 2", Dissimilar, Condensate Outlet, LPGC Suction Scrubber, Train B | Valve, Check | PC005.01.01
128-VEPU-0278B-2 | Pulsation Damper, Suction, TS H2S Scavenger Pump B, Head 2 | Damper, Pulsation | PC002.04
128-VEPU-0279A-2 | Pulsation Damper, Discharge, TS H2S Scavenger Pump A, Head 2 | Damper, Pulsation | PC002.04
128-VEPU-0279B-2 | Pulsation Damper, Discharge, TS H2S Scavenger Pump B, Head 2 | Damper, Pulsation | PC002.04
331-SVHY-1086 | Fire Hydrant, Level 2, TS021, FZ05 | Hydrant, Fire | PS008.02.02
331-SVHY-1087 | Fire Hydrant, Level 2, TS012, FZ04 | Hydrant, Fire | PS008.02.02
331-SVHY-1088 | Fire Hydrant, Level 3, TS012, FZ04 | Hydrant, Fire | PS008.02.02
331-SVHY-1089 | Fire Hydrant, Level 3, TS012, FZ04 | Hydrant, Fire | PS008.02.02
331-SVHY-1090 | Fire Hydrant, Level 3, TS002, FZ04 | Hydrant, Fire | PS008.02.02
331-SVHY-1091 | Fire Hydrant, Level 2, TS002, FZ04 | Hydrant, Fire | PS008.02.02
331-SVHY-1092 | Fire Hydrant, Top Deck, TS002, FZ04 | Hydrant, Fire | PS008.02.02
331-SVHY-1097 | Fire Hydrant, Level 2, TS001, FZ06 | Hydrant, Fire | PS008.02.02
331-SVHY-1100 | Fire Hydrant, Top Deck, TS001, FZ06 | Hydrant, Fire | PS008.02.02
331-SVHY-1101 | Fire Hydrant, Level 1, TS101, FZ06 | Hydrant, Fire | PS008.02.02
331-SVHY-1102 | Fire Hydrant, Level 2, TS101, FZ06 | Hydrant, Fire | PS008.02.02
331-SVHY-1103 | Fire Hydrant, Top Deck, TS101, FZ06 | Hydrant, Fire | PS008.02.02
331-SVHY-1107 | Fire Hydrant, Level 3, TS091, FZ07 | Hydrant, Fire | PS008.02.02
331-SVHY-1108 | Fire Hydrant, Level 3, TS091, FZ07 | Hydrant, Fire | PS008.02.02
331-SVHY-1109 | Fire Hydrant, Top Deck, TS091, FZ07 | Hydrant, Fire | PS008.02.02
331-SVHY-1110 | Fire Hydrant, Level 2, TS032, FZ08 | Hydrant, Fire | PS008.02.02
331-SVHY-1112 | Fire Hydrant, Level 3, TS032, FZ08 | Hydrant, Fire | PS008.02.02
331-SVHY-1113 | Fire Hydrant, Pancake Level, TS Utility Stations, TS062 | Hydrant, Fire | PS008.02.02
331-SVHY-1114 | Fire Hydrant, Pancake Level, TS Utility Stations, TS062 | Hydrant, Fire | PS008.02.02
331-SVHY-1115 | Fire Hydrant, Pancake Level, TS031, FZ09 | Hydrant, Fire | PS008.02.02
331-SVHY-1116 | Fire Hydrant, Pancake Level, TS031, FZ09 | Hydrant, Fire | PS008.02.02
331-SVHY-1117 | Fire Hydrant, Level 2, TS031, FZ09 | Hydrant, Fire | PS008.02.02
331-SVHY-1119 | Fire Hydrant, Level 3, TS031, FZ09 | Hydrant, Fire | PS008.02.02
331-SVHY-1120 | Fire Hydrant, Level 2, TS044, FZ21 | Hydrant, Fire | PS008.02.02
333-LHDA-0500 | Davit, Lifeboat No1 PS, B Deck | Davit | LS001.01
333-LHDA-0600 | Davit, Lifeboat No2, PS, B Deck | Davit | LS001.01
333-LHDA-0700 | Davit, Lifeboat No3, SB, B Deck | Davit | LS001.01
333-LHDA-0800 | Davit, Lifeboat No4, PS, B Deck | Davit | LS001.01
333-LHDA-0900 | Davit, Rescue Boat, Main Deck SB | Davit | LS003.01.02
445-EECB-6003 | UPS Battery Circuit Breaker, 230VAC, System A, Battery Room | UPS BREAKER | ER002.01
445-EECB-6004 | UPS Battery, Temperature Sensor With Battery Rack | Battery | ER002.01
771-PSV-7208B | Pressure Safety Valve, 2J3, VRU Interstage Suction Scrubber, Train B | PSV-Conventional | PC005.01.01
771-PSV-8107A | Pressure Safety Valve, 3K4, CO2 Compressor 1st Stage Suction Scrubber, Train A | PSV-Conventional | PC005.01.01
771-PSV-8107B | Pressure Safety Valve, 3K4, CO2 Compressor 1st Stage Suction Scrubber, Train B | PSV-Conventional | PC005.01.01
771-PSV-8207A | Pressure Safety Valve, 3J4, CO2 Compressor 2nd Stage Suction Scrubber, Train A | PSV-Conventional | PC005.01.01
771-PSV-8207B | Pressure Safety Valve, 3J4, CO2 Compressor 2nd Stage Suction Scrubber, Train B | PSV-Conventional | PC005.01.01
771-SDV-1100A | Shutdown Valve, 18", Gas Inlet, LPGC Suction Scrubber, Train A | Valve, Shutdown | SD001.01
771-SDV-1100B | Shutdown Valve, 18", Gas Inlet, LPGC Suction Scrubber, Train B | Valve, Shutdown | SD001.01
771-SDV-1101A | Shutdown Valve, 2", Bypass, Shutdown Valve, 771-SDV-1100A | Valve, Shutdown | SD001.01
771-SDV-1101B | Shutdown Valve, 2", Bypass, Shutdown Valve, 771-SDV-1100B | Valve, Shutdown | SD001.01
771-SDV-1107A | Shutdown Valve, 2", Condensate Outlet, LPGC Suction Scrubber, Train A | Valve, Shutdown | SD001.01
771-SDV-1107B | Shutdown Valve, 2", Condensate Outlet, LPGC Suction Scrubber, Train B | Valve, Shutdown | SD001.01
771-SDV-1148A | Shutdown Valve, 14", Gas Outlet, LPGC Discharge Cooler, Train A | Valve, Shutdown | SD001.01
771-SDV-1148B | Shutdown Valve, 14", Gas Outlet, LPGC Discharge Cooler, Train B | Valve, Shutdown | SD001.01
771-SDV-2102A | Shutdown Valve, 16", Gas Inlet, MGC Suction Scrubber, Train A | Valve, Shutdown | SD001.01
771-SDV-2102B | Shutdown Valve, 16", Gas Inlet, MGC Suction Scrubber, Train B | Valve, Shutdown | SD001.01
771-SDV-2102C | Shutdown Valve, 16", Gas Inlet, MGC Suction Scrubber, Train C | Valve, Shutdown | SD001.01
771-SDV-2103A | Shutdown Valve, 2", Bypass, Shutdown Valve, 771-SDV-2102A | Valve, Shutdown | SD001.01
771-SDV-2103B | Shutdown Valve, 2", Bypass, Shutdown Valve, 771-SDV-2102B | Valve, Shutdown | SD001.01
771-SDV-2103C | Shutdown Valve, 2", Bypass, Shutdown Valve, 771-SDV-2102C | Valve, Shutdown | SD001.01
771-SDV-2109A | Shutdown Valve, 3", Condensate Outlet, MGC Suction Scrubber, Train A | Valve, Shutdown | SD001.01
771-SDV-2109B | Shutdown Valve, 3", Condensate Outlet, MGC Suction Scrubber, Train B | Valve, Shutdown | SD001.01
776-PST-0040A | Pressure Transmitter, Flare Liquid Hp Flare Drum, Suction, 776-PURO-0010A [NR13] | Transmitter, Pressure | SD002.03.01
776-PST-0040B | Pressure Transmitter, Flare Liquid Hp Flare Drum, Suction, 776-PURO-0010A [NR13] | Transmitter, Pressure | SD002.03.01
776-PST-0041A | Pressure Transmitter, Flare Liquid LP Degasser, Discharge, 776-PURO-0010A [NR13] | Transmitter, Pressure | SD002.03.01
776-PST-0041B | Pressure Transmitter, Flare Liquid LP Degasser, Discharge, 776-PURO-0010B [NR13] | Transmitter, Pressure | SD002.03.01
776-PST-0060A | Pressure Transmitter, Flare Liquid LP Flare Drum, Suction, 776-PURO-0020A [NR13] | Transmitter, Pressure | SD002.03.01
776-PST-0060B | Pressure Transmitter, Flare Liquid LP Flare Drum, Suction, 776-PURO-0020B [NR13] | Transmitter, Pressure | SD002.03.01
776-PST-0061A | Pressure Transmitter, Flare Liquid LP Degasser, Discharge, 776-PURO-0020B [NR13] | Transmitter, Pressure | SD002.03.01
776-PST-0061B | Pressure Transmitter, Flare Liquid LP Flare Drum, Discharge, 776-PURO-0020B [NR13] | Transmitter, Pressure | SD002.03.01
776-PSV-0044A | Pressure Safety Valve, Flare Liquid Hp Flare Drum, Discharge, 776-PURO-0010A | PSV-Conventional | PC005.01.01
776-PSV-0044B | Pressure Safety Valve, Flare Liquid Hp Flare Drum, Discharge, 776-PURO-0010B | PSV-Conventional | PC005.01.01
776-PSV-0064A | Pressure Safety Valve, Flare Liquid LP Flare Drum, Discharge, 776-PURO-0020A | PSV-Conventional | PC005.01.01
776-PSV-0064B | Pressure Safety Valve, Flare Liquid LP Flare Drum, Discharge, 776-PURO-0020B | PSV-Conventional | PC005.01.01
662-LST-2212-1 | Level Transmitter, Shutdown, Test Separator | Transmitter, Level | SD002.03.03
662-LST-2212-2 | Level Transmitter, Shutdown, Test Separator | Transmitter, Level | SD002.03.03
662-LST-2212-3 | Level Transmitter, Shutdown, Test Separator | Transmitter, Level | SD002.03.03
662-LST-2300-1 | Level Transmitter, Shutdown, LP Degasser,662-VESE-0009 | Transmitter, Level | SD002.03.03
662-LST-2300-2 | Level Transmitter, Shutdown, LP Degasser,662-VESE-0009 | Transmitter, Level | SD002.03.03
662-LST-2300-3 | Level Transmitter, Shutdown, LP Degasser,662-VESE-0009 | Transmitter, Level | SD002.03.03
662-PSV-0109-1 | Pressure Safety Valve, 4P6, HP Separator Flare Gas To Header | PSV-Conventional | PC005.01.01
662-PSV-0109-2 | Pressure Safety Valve, 4P6, HP Separator Flare Gas To Header | PSV-Conventional | PC005.01.01
662-PSV-0109-3 | Pressure Safety Valve, 4P6, HP Separator Flare Gas To Header | PSV-Conventional | PC005.01.01
662-PSV-0109-4 | Pressure Safety Valve, 4P6, HP Separator Flare Gas To Header | PSV-Conventional | PC005.01.01
662-PSV-0109-5 | Pressure Safety Valve, 4P6, HP Separator Flare Gas To Header | PSV-Conventional | PC005.01.01
662-PSV-0163-1 | Pressure Safety Valve, 8T10, Crude Oil Fm FWKO Drum To HP Flare Gas Sub Header | PSV-Conventional | PC005.01.01
662-PSV-0163-2 | Pressure Safety Valve, 8T10, Crude Oil Fm FWKO Drum To HP Flare Gas Sub Header | PSV-Conventional | PC005.01.01
662-PSV-0163-3 | Pressure Safety Valve, 8T10, Crude Oil Fm FWKO Drum To HP Flare Gas Sub Header | PSV-Conventional | PC005.01.01
662-PSV-0163-4 | Pressure Safety Valve, 8T10, Crude Oil Fm FWKO Drum To HP Flare Gas Sub Header | PSV-Conventional | PC005.01.01
662-PSV-0167-1 | Pressure Safety Valve, 6Q8, FWKO Drum Gas To Flare Sub Header | PSV-Conventional | PC005.01.01
662-PSV-0167-2 | Pressure Safety Valve, 6Q8, FWKO Drum Gas To Flare Sub Header | PSV-Conventional | PC005.01.01
662-PSV-0167-3 | Pressure Safety Valve, 6Q8, FWKO Drum Gas To Flare Sub Header | PSV-Conventional | PC005.01.01
662-PSV-0167-4 | Pressure Safety Valve, 6Q8, FWKO Drum Gas To Flare Sub Header | PSV-Conventional | PC005.01.01
771-HVSF-0625A-1 | Fan, Main Vent, Main/Inj Gas Compr, Trn A | Fan | IC001.01.01
771-HVSF-0625A-2 | Fan, Stand-By Vent, Main/Inj Gas Compr, Trn A | Fan | IC001.01.01
771-HVSF-0625B-1 | Fan, Main Vent, Main/Inj Gas Compr, Trn B | Fan | IC001.01.01
771-HVSF-0625B-2 | Fan, Stand-By Vent, Main/Inj Gas Compr, Trn B | Fan | IC001.01.01
771-HVSF-0625C-1 | Fan, Main Vent, Main/Inj Gas Compr, Trn C | Fan | IC001.01.01
771-HVSF-0625C-2 | Fan, Stand-By Vent, Main/Inj Gas Compr, Trn C | Fan | IC001.01.01
120-PSV-1108A | Pressure Safety Valve, 6Q8, Outlet, WHRU A, HP Gas To HP Flare Header | PSV-Conventional | PC005.01.01
120-PSV-1108B | Pressure Safety Valve, 6Q8, Outlet, WHRU B, HP Gas To HP Flare Header | PSV-Conventional | PC005.01.01
120-PSV-1108C | Pressure Safety Valve, 6Q8, Outlet, WHRU C, HP Gas To HP Flare Header | PSV-Conventional | PC005.01.01
120-PSV-1108D | Pressure Safety Valve, 6Q8, Outlet, WHRU D, HP Gas To HP Flare Header | PSV-Conventional | PC005.01.01
331-SVHY-1121 | Fire Hydrant, Level 3, TS044, FZ21 | Hydrant, Fire | PS008.02.02
331-SVHY-1122 | Fire Hydrant, Top Deck, TS044, FZ21 | Hydrant, Fire | PS008.02.02
331-SVHY-1123 | Fire Hydrant, Level 2, TS044, FZ21 | Hydrant, Fire | PS008.02.02
331-SVHY-1124 | Fire Hydrant, Level 3, TS044, FZ21 | Hydrant, Fire | PS008.02.02
331-SVHY-1125 | Fire Hydrant, Top Deck, TS044, FZ21 | Hydrant, Fire | PS008.02.02
331-SVHY-1126 | Fire Hydrant, Level 2, TS043, FZ22 | Hydrant, Fire | PS008.02.02
331-SVHY-1127 | Fire Hydrant, Level 3, TS043, FZ22 | Hydrant, Fire | PS008.02.02
331-SVHY-1128 | Fire Hydrant, Top Deck, TS043, FZ22 | Hydrant, Fire | PS008.02.02
331-SVHY-1129 | Fire Hydrant, Level 2, TS043, FZ22 | Hydrant, Fire | PS008.02.02
331-SVHY-1130 | Fire Hydrant, Level 3, TS043, FZ22 | Hydrant, Fire | PS008.02.02
331-SVHY-1131 | Fire Hydrant, Top Deck, TS043, FZ22 | Hydrant, Fire | PS008.02.02
331-SVHY-1132 | Fire Hydrant, Level 2, TS042, FZ23 | Hydrant, Fire | PS008.02.02
331-SVHY-1133 | Fire Hydrant, Level 3, TS042, FZ23 | Hydrant, Fire | PS008.02.02
331-SVHY-1134 | Fire Hydrant, Top Deck, TS042, FZ23 | Hydrant, Fire | PS008.02.02
331-SVHY-1135 | Fire Hydrant, Level 2, TS042, FZ23 | Hydrant, Fire | PS008.02.02
331-SVHY-1136 | Fire Hydrant, Level 3, TS042, FZ23 | Hydrant, Fire | PS008.02.02
331-SVHY-1137 | Fire Hydrant, Top Deck, TS042, FZ23 | Hydrant, Fire | PS008.02.02
331-SVHY-1138 | Fire Hydrant, Level 2, TS041, FZ24 | Hydrant, Fire | PS008.02.02
331-SVHY-1139 | Fire Hydrant, Level 3, TS041, FZ24 | Hydrant, Fire | PS008.02.02
331-SVHY-1140 | Fire Hydrant, Top Deck, TS041, FZ24 | Hydrant, Fire | PS008.02.02
331-SVHY-1141 | Fire Hydrant, Level 2, TS041, FZ24 | Hydrant, Fire | PS008.02.02
331-SVHY-1142 | Fire Hydrant, Level 3, TS041, FZ24 | Hydrant, Fire | PS008.02.02
331-SVHY-1143 | Fire Hydrant, Top Deck, TS041, FZ24 | Hydrant, Fire | PS008.02.02
331-SVHY-1144 | Fire Hydrant, Level 2, Topsides Utility Stations, TS061 | Hydrant, Fire | PS008.02.02
445-UPBR-2103 | UPS Battery Circuit Breaker, 230VAC, System B, LER | UPS BREAKER | ER002.01
445-UPBR-2112 | UPS Battery Circuit Breaker, 110VDC, UPS System CB Box, Battery Room, LER | UPS BREAKER | ER002.01
553-GIR-8700A | Gas Detector, IR, Enclosure, VRU Package, Trn A | Hydrocarbon Gas Detector | DS001.02
553-GIR-8701A | Gas Detector, IR, Enclosure, VRU Package, Trn A | Hydrocarbon Gas Detector | DS001.02
566-CMUA-5004 | Manual Alarm Callpoint, Call Unit, Hospital C Deck | Call point, Alarm | ER003.01
566-CMUB-4001 | Manual Alarm Callpoint, Call Unit, Refrigeration, Lobby B Deck | Call point, Alarm | ER003.01
566-CMUB-4002 | Manual Alarm Callpoint, Call Unit, Refrigeration, Meat Room | Call point, Alarm | ER003.01
566-CMUB-4003 | Manual Alarm Callpoint, Call Unit, Refrigeration, Fish Room | Call point, Alarm | ER003.01
566-CMUB-4004 | Manual Alarm Callpoint, Call Unit, Refrigeration, Dairy Room | Call point, Alarm | ER003.01
566-CMUB-4005 | Manual Alarm Callpoint, Call Unit, Refrigeration, Vegetable Room | Call point, Alarm | ER003.01
566-CMUB-4006 | Manual Alarm Callpoint, Call Unit, Refrigeration, Passage FR29S | Call point, Alarm | ER003.01
661-PDST-5118 | Pressure Transmitter, Differential, Shutdown, Shutdown Valve, 661-SDV-5106 | Transmitter, Pressure | SD002.03.01
661-PDST-5120 | Pressure Transmitter, Differential, Shutdown, Hand Control Valve, 661-HCV-5105 | Transmitter, Pressure | SD002.03.01
661-PDST-5218 | Pressure Transmitter, Differential, Shutdown, Shutdown Valve, 661-SDV-5206 | Transmitter, Pressure | SD002.03.01
661-PDST-5220 | Pressure Transmitter, Differential, Shutdown, Hand Control Valve, 661-HCV-5205 | Transmitter, Pressure | SD002.03.01
661-PDST-5318 | Pressure Transmitter, Differential, Shutdown, Shutdown Valve, 661-SDV-5306 | Transmitter, Pressure | SD002.03.01
661-PDST-5320 | Pressure Transmitter, Differential, Shutdown, Hand Control Valve, 661-HCV-5305 | Transmitter, Pressure | SD002.03.01
661-PDST-5418 | Pressure Transmitter, Differential, Shutdown, Shutdown Valve, 661-SDV-5406 | Transmitter, Pressure | SD002.03.01
661-PDST-5420 | Pressure Transmitter, Differential, Shutdown, Hand Control Valve, 661-HCV-5405 | Transmitter, Pressure | SD002.03.01
661-PDST-5518 | Pressure Transmitter, Diff, Safety Shutdown, Shutdown Valve, 661-SDV-5506 | Transmitter, Pressure | SD002.03.01
771-SDV-2109C | Shutdown Valve, 3", Condensate Outlet, MGC Suction Scrubber, Train C | Valve, Shutdown | SD001.01
771-SDV-3102A | Shutdown Valve, 12", Gas Inlet, IGC Suction Scrubber, Train A | Valve, Shutdown | SD001.01
771-SDV-3102B | Shutdown Valve, 12", Gas Inlet, IGC Suction Scrubber, Train B | Valve, Shutdown | SD001.01
771-SDV-3102C | Shutdown Valve, 12", Gas Inlet, IGC Suction Scrubber, Train C | Valve, Shutdown | SD001.01
771-SDV-3109A | Shutdown Valve, 2", Condensate Outlet, IGC Suction Scrubber, Train A | Valve, Shutdown | SD001.01
771-SDV-3109B | Shutdown Valve, 2", Condensate Outlet, IGC Suction Scrubber, Train B | Valve, Shutdown | SD001.01
771-SDV-3109C | Shutdown Valve, 2", Condensate Outlet, IGC Suction Scrubber, Train C | Valve, Shutdown | SD001.01
771-SDV-3144A | Shutdown Valve, 10", Gas Outlet, IGC Discharge Cooler, Train A | Valve, Shutdown | SD001.01
771-SDV-3144B | Shutdown Valve, 10", Gas Outlet, IGC Discharge Cooler, Train B | Valve, Shutdown | SD001.01
771-SDV-3144C | Shutdown Valve, 10", Gas Outlet, IGC Discharge Cooler, Train C | Valve, Shutdown | SD001.01
771-SDV-3145A | Shutdown Valve, 2", Bypass, Shutdown Valve, 771-SDV-3144A | Valve, Shutdown | SD001.01
771-SDV-3145B | Shutdown Valve, 2", Bypass, Shutdown Valve, 771-SDV-3144B | Valve, Shutdown | SD001.01
771-SDV-3145C | Shutdown Valve, 2", Bypass, Shutdown Valve, 771-SDV-3144C | Valve, Shutdown | SD001.01
771-SDV-7114A | Shutdown Valve, 24", Gas Inlet, VRU 1st Stage Cooler, Train A | Valve, Shutdown | SD001.01
771-SDV-7114B | Shutdown Valve, 24", Gas Inlet, VRU 1st Stage Cooler, Train B | Valve, Shutdown | SD001.01
771-SDV-7207A | Shutdown Valve, 14", IP Gas Inlet, VRU Interstage Cooler, Train A | Valve, Shutdown | SD001.01
771-SDV-7207B | Shutdown Valve, 14", IP Gas Inlet, VRU Interstage Cooler, Train B | Valve, Shutdown | SD001.01
771-SDV-7407A | Shutdown Valve, 3", HC Cond Discharge, VRU Drain Pump 1st Stage, Train A | Valve, Shutdown | SD001.01
771-SDV-7407B | Shutdown Valve, 3", HC Cond Discharge, VRU Drain Pump 1st Stage, Train B | Valve, Shutdown | SD001.01
771-SDV-7408A | Shutdown Valve, 4", HC Cond Disch, VRU Drain Pump Interstage, Train A | Valve, Shutdown | SD001.01
771-SDV-7408B | Shutdown Valve, 4", HC Cond Disch, VRU Drain Pump Interstage, Train B | Valve, Shutdown | SD001.01
776-SDV-0043A | Shutdown Valve, Flare Liquid LP Degasser, Discharge, 776-PURO-0010A | Valve, Shutdown | SD001.01
776-SDV-0043B | Shutdown Valve, Flare Liquid LP Degasser, Discharge, 776-PURO-0010B | Valve, Shutdown | SD001.01
776-SDV-0063A | Shutdown Valve, Flare Liquid LP Degasser, Discharge, 776-PURO-0020B | Valve, Shutdown | SD001.01
776-SDV-0063B | Shutdown Valve, Flare Liquid LP Flare Drum, Discharge, 776-PURO-0020B | Valve, Shutdown | SD001.01
776-SPSR-1000 | Strainer, Flare Liquid Hp Flare Drum, Suction, 776-PURO-0010A | Strainer | PC002.02
776-SPSR-1001 | Strainer, Flare Liquid Hp Flare Drum, Suction, 776-PURO-0010B | Strainer | PC002.02
776-SPSR-1002 | Strainer, Flare Liquid LP Flare Drum, Suction, 776-PURO-0020A | Strainer | PC002.02
776-SPSR-1003 | Strainer, Flare Liquid LP Flare Drum, Suction, 776-PURO-0020B | Strainer | PC002.02
662-PSV-0167-5 | Pressure Safety Valve, 6Q8, FWKO Drum Gas To Flare Sub Header | PSV-Conventional | PC005.01.01
662-PSV-0309-1 | Pressure Safety Valve, 8T10, IP Flash Vessel Flare Gas To Sub Header | PSV-Conventional | PC005.01.01
662-PSV-0309-2 | Pressure Safety Valve, 8T10, IP Flash Vessel Flare Gas To Sub Header | PSV-Conventional | PC005.01.01
662-PSV-0309-3 | Pressure Safety Valve, 8T10, IP Flash Vessel Flare Gas To Sub Header | PSV-Conventional | PC005.01.01
662-PSV-0408-1 | Pressure Safety Valve, 4P6, Pre-Treater HP Flare Gas To Sub Header | PSV-Conventional | PC005.01.01
662-PSV-0408-2 | Pressure Safety Valve, 4P6, Pre-Treater HP Flare Gas To Sub Header | PSV-Conventional | PC005.01.01
662-PSV-0609-1 | Pressure Safety Valve, 1D2, Electrostatic Treater HP Flare Gas To Header | PSV-Conventional | PC005.01.01
662-PSV-0609-2 | Pressure Safety Valve, 1D2, Electrostatic Treater HP Flare Gas To Header | PSV-Conventional | PC005.01.01
662-PSV-0617-1 | Pressure Safety Valve, 3K4, Electrostatic Treater HP Flare Gas To Header | PSV-Conventional | PC005.01.01
662-PSV-0617-2 | Pressure Safety Valve, 3K4, Electrostatic Treater HP Flare Gas To Header | PSV-Conventional | PC005.01.01
662-PSV-2206-1 | Pressure Safety Valve, 4N6, Test Separator Gas To Flare Sub Header | PSV-Conventional | PC005.01.01
662-PSV-2206-2 | Pressure Safety Valve, 4N6, Test Separator Gas To Flare Sub Header | PSV-Conventional | PC005.01.01
662-PSV-2206-3 | Pressure Safety Valve, 4N6, Test Separator Gas To Flare Sub Header | PSV-Conventional | PC005.01.01
662-PSV-2311-1 | Pressure Safety Valve, 6R10, LP Degasser HP Flare Gas To Header | PSV-Conventional | PC005.01.01
662-PSV-2311-2 | Pressure Safety Valve, 6R10, LP Degasser HP Flare Gas To Header | PSV-Conventional | PC005.01.01
662-PSV-2311-3 | Pressure Safety Valve, 6R10, LP Degasser HP Flare Gas To Header | PSV-Conventional | PC005.01.01
772-PSE-1116-1 | Pressure Safety Element, Bursting Disc, Flare Gas, HP Flare, 772-VESB-0001 | Rupture Disk | PC005.01.01
128-PST-2511A-1 | Pressure Transmitter, Head A-1 Discharge, TS Demulsifier Pump A | Transmitter, Pressure | SD002.03.01
128-PST-2511A-2 | Pressure Transmitter, Head A-2 Discharge, TS Demulsifier Pump A | Transmitter, Pressure | SD002.03.01
128-PST-2511B-1 | Pressure Transmitter, Head B-1 Discharge, TS Demulsifier Pump B | Transmitter, Pressure | SD002.03.01
128-PST-2511B-2 | Pressure Transmitter, Head B-2 Discharge, TS Demulsifier Pump B | Transmitter, Pressure | SD002.03.01
128-VEPU-0135A-B2 | Pulsation Damper, Discharge, TS Demulsifier Pump B, Head 2 | Damper, Pulsation | PC002.04
874-CRDK-0001-HPU | Hydraulic Power Unit, HYDRAULIC POWER UNIT | Hydraulic Power Unit | SI005.01.01
874-CRDK-0002-HPU | Hydraulic Power Unit, HYDRAULIC POWER UNIT | Hydraulic Power Unit | SI005.01.01
874-CRDK-0003-HPU | Hydraulic Power Unit, HYDRAULIC POWER UNIT | Crane, Pedestal | SI005.01.01
120-TST-1121A | Temperature Transmitter, Safety Shutdown, Gas Inlet To ICSS, WHRU A | Transmitter, Temperature | SD002.03.02
120-TST-1121B | Temperature Transmitter, Safety Shutdown, Gas Inlet To ICSS, WHRU B | Transmitter, Temperature | SD002.03.02
120-TST-1121C | Temperature Transmitter, Safety Shutdown, Gas Inlet To ICSS, WHRU C | Transmitter, Temperature | SD002.03.02
120-TST-1121D | Temperature Transmitter, Safety Shutdown, Gas Inlet To ICSS, WHRU D | Transmitter, Temperature | SD002.03.02
121-PST-1200A | Pressure Transmitter, Wash Water Pump A | Transmitter, Pressure | SD002.03.01
121-PST-1200B | Pressure Transmitter, Wash Water Pump B | Transmitter, Pressure | SD002.03.01
121-PST-1202A | Pressure Transmitter, Wash Water Pump A | Transmitter, Pressure | SD002.03.01
121-PST-1202B | Pressure Transmitter, Wash Water Pump B | Transmitter, Pressure | SD002.03.01
331-SVHY-1145 | Fire Hydrant, Level 2, Topsides Utility Stations, TS061 | Hydrant, Fire | PS008.02.02
331-SVHY-1146 | Fire Hydrant, Level 2, Topsides Utility Stations, TS061 | Hydrant, Fire | PS008.02.02
331-SVHY-1147 | Fire Hydrant, Level 1, Topsides Utility Stations, TS062 | Hydrant, Fire | PS008.02.02
331-SVHY-1148 | Fire Hydrant, Level 2, Topsides Utility Stations, TS062 | Hydrant, Fire | PS008.02.02
331-SVHY-1149 | Fire Hydrant, Level 2, Topsides Utility Stations, TS062 | Hydrant, Fire | PS008.02.02
331-SVHY-1150 | Fire Hydrant, Level 2, Topsides Utility Stations, TS062 | Hydrant, Fire | PS008.02.02
331-SVHY-1151 | Fire Hydrant, TS170, FZ10 | Hydrant, Fire | PS008.02.02
331-SVHY-1152 | Fire Hydrant, TS170, FZ10 | Hydrant, Fire | PS008.02.02
331-SVHY-1153 | Fire Hydrant, TS152, FZ10 | Hydrant, Fire | PS008.02.02
331-SVHY-1154 | Fire Hydrant, TS152, FZ10 | Hydrant, Fire | PS008.02.02
331-SVHY-1155 | Fire Hydrant, Level 3, Topsides Utility Stations, TS061 | Hydrant, Fire | PS008.02.02
331-SVHY-1156 | Fire Hydrant, Top Deck, Topsides Utility Stations, TS061 | Hydrant, Fire | PS008.02.02
331-SVHY-1157 | Fire Hydrant, Level 3, Topsides Utility Stations, TS062 | Hydrant, Fire | PS008.02.02
331-SVHY-1158 | Fire Hydrant, Top Deck, Topsides Utility Stations, TS062 | Hydrant, Fire | PS008.02.02
331-SVHY-5000 | Fire Hydrant, Central Walkway, FZ02 | Hydrant, Fire | PS008.02.02
331-SVHY-5001 | Fire Hydrant, Central Walkway, FZ02 | Hydrant, Fire | PS008.02.02
331-SVHY-5002 | Fire Hydrant, Central Walkway, FZ03 | Hydrant, Fire | PS008.02.02
331-SVHY-5003 | Fire Hydrant, Central Walkway, FZ03 | Hydrant, Fire | PS008.02.02
331-SVHY-5004 | Fire Hydrant, Central Walkway, FZ04 | Hydrant, Fire | PS008.02.02
331-SVHY-5005 | Fire Hydrant, Central Walkway, FZ04 | Hydrant, Fire | PS008.02.02
331-SVHY-5006 | Fire Hydrant, Central Walkway, FZ05 | Hydrant, Fire | PS008.02.02
331-SVHY-5007 | Fire Hydrant, Central Walkway, FZ05 | Hydrant, Fire | PS008.02.02
331-SVHY-5008 | Fire Hydrant, Central Walkway, FZ06 | Hydrant, Fire | PS008.02.02
331-SVHY-5009 | Fire Hydrant, Central Walkway, FZ06 | Hydrant, Fire | PS008.02.02
661-PDST-5520 | Pressure Transmitter, Diff, Safety Shutdown, Hand Control Valve, 661-HCV-5505 | Transmitter, Pressure | SD002.03.01
661-PDST-5618 | Pressure Transmitter, Diff, Safety Shutdown, Shutdown Valve, 661-SDV-5606 | Transmitter, Pressure | SD002.03.01
661-PDST-5620 | Pressure Transmitter, Diff, Safety Shutdown, Hand Control Valve, 661-HCV-5605 | Transmitter, Pressure | SD002.03.01
661-PDST-5718 | Pressure Transmitter, Diff, Safety Shutdown, Shutdown Valve, 661-SDV-5706 | Transmitter, Pressure | SD002.03.01
661-PDST-5720 | Pressure Transmitter, Diff, Safety Shutdown, Hand Control Valve, 661-HCV-5705 | Transmitter, Pressure | SD002.03.01
661-PDST-5818 | Pressure Transmitter, Diff, Safety Shutdown, Shutdown Valve, 661-SDV-5806 | Transmitter, Pressure | SD002.03.01
661-PDST-5820 | Pressure Transmitter, Diff, Safety Shutdown, Hand Control Valve, 661-HCV-5805 | Transmitter, Pressure | SD002.03.01
661-PDST-5918 | Pressure Transmitter, Diff, Safety Shutdown, Shutdown Valve, 661-SDV-5906 | Transmitter, Pressure | SD002.03.01
661-PDST-5920 | Pressure Transmitter, Diff, Safety Shutdown, Hand Control Valve, 661-HCV-5905 | Transmitter, Pressure | SD002.03.01
661-PDST-6018 | Pressure Transmitter, Diff, Safety Shutdown, Shutdown Valve, 661-SDV-6006 | Transmitter, Pressure | SD002.03.01
661-PDST-6020 | Pressure Transmitter, Diff, Safety Shutdown, Hand Control Valve, 661-HCV-6005 | Transmitter, Pressure | SD002.03.01
661-PDST-6118 | Pressure Transmitter, Diff, Safety Shutdown, Shutdown Valve, 661-SDV-6106 | Transmitter, Pressure | SD002.03.01
661-PDST-6120 | Pressure Transmitter, Diff, Safety Shutdown, Hand Control Valve, 661-HCV-6105 | Transmitter, Pressure | SD002.03.01
661-PDST-6218 | Pressure Transmitter, Diff, Safety Shutdown, Shutdown Valve, 661-SDV-6206 | Transmitter, Pressure | SD002.03.01
661-PDST-6220 | Pressure Transmitter, Diff, Safety Shutdown, Hand Control Valve, 661-HCV-6205 | Transmitter, Pressure | SD002.03.01
771-SDV-8100A | Shutdown Valve, 20", Gas Inlet, CO2 Compr 1st Stage Suction Scrubber, Train A | Valve, Shutdown | SD001.01
771-SDV-8100B | Shutdown Valve, 20", Gas Inlet, CO2 Compr 1st Stage Suction Scrubber, Train B | Valve, Shutdown | SD001.01
771-SDV-8101A | Shutdown Valve, 2", Bypass, Shutdown Valve, 771-SDV-8100A | Valve, Shutdown | SD001.01
771-SDV-8101B | Shutdown Valve, 2", Bypass, Shutdown Valve, 771-SDV-8100B | Valve, Shutdown | SD001.01
771-SDV-8106A | Shutdown Valve, 2", Condensate Outlet, CO2 Compr 1st Stage Suct Scrubber, Trn A | Valve, Shutdown | SD001.01
771-SDV-8106B | Shutdown Valve, 2", Condensate Outlet, CO2 Compr 1st Stage Suct Scrubber, Trn B | Valve, Shutdown | SD001.01
771-SDV-8206A | Shutdown Valve, 2", Condensate Outlet, CO2 Compr 2nd Stage Suct Scrubber, Trn A | Valve, Shutdown | SD001.01
771-SDV-8206B | Shutdown Valve, 2", Condensate Outlet, CO2 Compr 2nd Stage Suct Scrubber, Trn B | Valve, Shutdown | SD001.01
771-SDV-8229A | Shutdown Valve, 10", Gas Outlet, CO2 Compr 2nd Stage Disch Cooler, Trn A | Valve, Shutdown | SD001.01
771-SDV-8229B | Shutdown Valve, 10", Gas Outlet, CO2 Compr 2nd Stage Disch Cooler, Trn B | Valve, Shutdown | SD001.01
771-SDV-8230A | Shutdown Valve, 2", Bypass, Shutdown Valve, 771-SDV-8229A | Valve, Shutdown | SD001.01
771-SDV-8230B | Shutdown Valve, 2", Bypass, Shutdown Valve, 771-SDV-8229B | Valve, Shutdown | SD001.01
771-SPSR-1002 | Strainer, T-Type, Gas Inlet, IGC Discharge Cooler, Train A | Strainer | PC002.02
771-SVCH-1564 | Check Valve, 18", Outlet, Safety Knock Out Drum | Valve, Check | PC005.01.01
777-BDV-0102A | Blowdown Valve, 2", Fuel Gas Inlet, Power Generation Package A | Valve, Blowdown | PC005.01.03
777-BDV-0102B | Blowdown Valve, 2", Fuel Gas Inlet, Power Generation Package B | Valve, Blowdown | PC005.01.03
777-BDV-0102C | Blowdown Valve, 2", Fuel Gas Inlet, Power Generation Package C | Valve, Blowdown | PC005.01.03
777-BDV-0102D | Blowdown Valve, 2", Fuel Gas Inlet, Power Generation Package D | Valve, Blowdown | PC005.01.03
772-PSE-1116-2 | Pressure Safety Element, Bursting Disc, Flare Gas, HP Flare, 772-VESB-0001 | Rupture Disk | PC005.01.01
772-PSV-0093-1 | Pressure Safety Valve, 4N6, LP Flare Gas Header, TS Teg Regen Pkg 1 | PSV-Conventional | PC005.01.01
772-PSV-0093-2 | Pressure Safety Valve, 4N6, LP Flare Gas Header, TS Teg Regen Pkg 1 | PSV-Conventional | PC005.01.01
772-PSV-0097-1 | Pressure Safety Valve, 4M6, LP Flare Gas Header, TS Teg Regen Pkg 1 | PSV-Conventional | PC005.01.01
772-PSV-0097-2 | Pressure Safety Valve, 4M6, LP Flare Gas Header, TS Teg Regen Pkg 1 | PSV-Conventional | PC005.01.01
772-PSV-0098-1 | Pressure Safety Valve, 6Q8, LP Flare Gas Header, TS Teg Regen Pkg 1 | PSV-Conventional | PC005.01.01
772-PSV-0098-2 | Pressure Safety Valve, 6Q8, LP Flare Gas Header, TS Teg Regen Pkg 1 | PSV-Conventional | PC005.01.01
772-PSV-0098-3 | Pressure Safety Valve, 6Q8, LP Flare Gas Header, TS Teg Regen Pkg 1 | PSV-Conventional | PC005.01.01
772-PSV-1108-1 | Pressure Safety Valve, 1.5G3, Shutdown, 772-VESB-0001 | PSV-Conventional | PC005.01.01
772-PSV-1108-2 | Pressure Safety Valve, 1.5G3, Shutdown, 772-VESB-0001 | PSV-Conventional | PC005.01.01
772-PSV-1708-1 | Pressure Safety Valve, 3J4, HP Cold Flare Gas Header, 772-VECO-0003 | PSV-Conventional | PC005.01.01
772-PSV-1708-2 | Pressure Safety Valve, 3J4, HP Cold Flare Gas Header, 772-VECO-0003 | PSV-Conventional | PC005.01.01
772-PSV-1718-1 | Pressure Safety Valve, 3J4, Cold Flare Gas Header, TS Teg Contactor 2 | PSV-Conventional | PC005.01.01
772-PSV-1718-2 | Pressure Safety Valve, 3J4, Cold Flare Gas Header, TS Teg Contactor 2 | PSV-Conventional | PC005.01.01
772-PSV-7800-1 | Pressure Safety Valve, 1D2, HP Cold Flare Gas Header, 772-HEST-0009 | PSV-Conventional | PC005.01.01
772-PSV-7800-2 | Pressure Safety Valve, 1E2, HP Cold Flare Gas Header, 772-HEST-0009 | PSV-Conventional | PC005.01.01
772-PSV-7801-1 | Pressure Safety Valve, 1E2, HP Flare Gas Header, 772-HEST-0009 | PSV-Conventional | PC005.01.01
772-PSV-7801-2 | Pressure Safety Valve, 1E2, HP Flare Gas Header, 772-HEST-0009 | PSV-Conventional | PC005.01.01
772-PSV-7806-1 | Pressure Safety Valve, 1D2, HP Cold Flare Gas Header, 772-VESE-0007 | PSV-Conventional | PC005.01.01
772-PSV-7806-2 | Pressure Safety Valve, 1D2, HP Cold Flare Gas Header, 772-VESE-0007 | PSV-Conventional | PC005.01.01
772-PSV-7836-1 | Pressure Safety Valve, 1D2, HP Cold Flare Header, 772-HEST-0005 | PSV-Conventional | PC005.01.01
128-PSV-0744A-1 | Pressure Safety Valve, 0.5", Discharge, TS Scale Inhibitor Pump A, Head 1 | PSV-Conventional | PC005.01.01
128-PSV-0744A-2 | Pressure Safety Valve, 0.5", Discharge, TS Scale Inhibitor Pump A, Head 2 | PSV-Conventional | PC005.01.01
124-LST-1204A | Level Transmitter, Shutdown, Produced Water Flotation Unit A | Transmitter, Level | SD002.03.03
124-LST-1204B | Level Transmitter, Shutdown, Produced Water Flotation Unit B | Transmitter, Level | SD002.03.03
331-DRDE-5130 | Diesel Engine, Main Fire Water Pump No1 | Engine, Diesel | PS008.01
331-DRDE-5230 | Diesel Engine, Main Fire Water Pump No2 | Engine, Diesel | PS008.01
331-DRDE-5330 | Diesel Engine, Main Fire Water Pump No3 | Engine, Diesel | PS008.01
331-DRDE-5430 | Diesel Engine, Main Fire Water Pump No4 | Engine, Diesel | PS008.01
331-HVFA-5270 | Fan, Room Cooler, 331-HVFA-5200 | Fan | IC001.01.01
331-HVFA-5370 | Fan, Room Cooler, 331-HVFA-5300 | Fan | IC001.01.01
331-HVFA-5470 | Fan, Room Cooler, 331-HVFA-5400 | Fan | IC001.01.01
331-HYPU-5140 | Hydraulic Power Unit, Main FWP No1 | Hydraulic Power Unit | PS008.01
331-HYPU-5141 | Hydraulic Power Unit, Main FWP No1 | Hydraulic Power Unit | PS008.01
331-HYPU-5240 | Hydraulic Power Unit, Main FWP No2 | Hydraulic Power Unit | PS008.01
331-HYPU-5241 | Hydraulic Power Unit, Main FWP No2 | Hydraulic Power Unit | PS008.01
331-HYPU-5340 | Hydraulic Power Unit, Main FWP No3 | Hydraulic Power Unit | PS008.01
331-HYPU-5341 | Hydraulic Power Unit, Main FWP No3 | Hydraulic Power Unit | PS008.01
331-HYPU-5440 | Hydraulic Power Unit, Main FWP No4 | Hydraulic Power Unit | PS008.01
331-HYPU-5441 | Hydraulic Power Unit, Main FWP No4 | Hydraulic Power Unit | PS008.01
331-NOZ-TS001 | Firewater Deluge Nozzles, Qty 207, TS001, FZ06 | Deluge nozzles | PS008.02.02
331-NOZ-TS002 | Firewater Deluge Nozzles, Qty 238, TS002, FZ04 | Deluge nozzles | PS008.02.02
331-NOZ-TS011 | Firewater Deluge Nozzles, Qty 88, TS011, FZ05 | Deluge nozzles | PS008.02.02
331-NOZ-TS017 | Firewater Deluge Nozzles, Qty: 34, TS017 | Deluge nozzles | PS008.02.02
331-SVHY-5010 | Fire Hydrant, Central Walkway, FZ07 | Hydrant, Fire | PS008.02.02
331-SVHY-5011 | Fire Hydrant, Central Walkway, FZ07 | Hydrant, Fire | PS008.02.02
331-SVHY-5012 | Fire Hydrant, Central Walkway, TS061/62, FZ09 | Hydrant, Fire | PS008.02.02
331-SVHY-5013 | Fire Hydrant, Central Walkway, TS061/62, FZ09 | Hydrant, Fire | PS008.02.02
331-SVHY-5014 | Fire Hydrant, Central Walkway, TS061/62, FZ09 | Hydrant, Fire | PS008.02.02
331-SVHY-5015 | Fire Hydrant, Central Walkway, TS061/62, FZ09 | Hydrant, Fire | PS008.02.02
331-VABF-0504 | Manual Valve, 20", LO, Isolation, Discharge, Main FWP No1 | Valve, Butterfly | PS008.02.01
331-VABF-0505 | Manual Valve, 16", LC, Isolation, Inlet, Test Facility | Valve, Butterfly | PS008.02.01
331-VABF-0509 | Manual Valve, 20", LO, Isolation, FW To Ring Main, Foam Room | Valve, Butterfly | PS008.02.01
331-VABF-0510 | Manual Valve, 16", LC, Isolation, FW To Test Facility | Valve, Butterfly | PS008.02.01
331-VABF-0514 | Manual Valve, 20", Isolation, FW Discharge, Main FWP No3 | Valve, Butterfly | PS008.02.01
331-VABF-0586 | Manual Valve, 6", Isolation, FW To Helideck Foam Monitor, 331-SEMF-5511 | Valve, Butterfly | PS008.02.01
331-VABF-0587 | Manual Valve, 6", LO, Isolation, FW To Aft Machinery Space | Valve, Butterfly | PS008.02.01
331-VABF-0588 | Manual Valve, 6", Isolation, FW To Helideck Foam Monitor, 331-SEMF-5512 | Valve, Butterfly | PS008.02.01
331-VABF-0590 | Manual Valve, 6", Isolation, FW To Helideck Foam Monitor, 331-SEMF-5513 | Valve, Butterfly | PS008.02.01
331-VABF-0592 | Manual Valve, 3", LO, Isolation, FW To Helideck Fire Hydrant, 331-SPHY-0621 | Valve, Butterfly | PS008.02.01
331-VABF-0593 | Manual Valve, 12", LO, Isolation, FW Ring Main Cross-Connection, FZ10 PS | Valve, Butterfly | PS008.02.01
331-VABF-0622 | Manual Valve, 20", LO, Isolation, FW Ring Main Cross-Connection, FZ07 SB | Valve, Butterfly | PS008.02.01
331-VABF-0623 | Manual Valve, 20", LO, Isolation, FW Ring Main Cross-Connection, FZ07 PS | Valve, Butterfly | PS008.02.01
331-VABF-0624 | Manual Valve, 20", LO, Isolation, FW Ring Main Cross-Connection, FZ06 SB | Valve, Butterfly | PS008.02.01
331-VABF-0625 | Manual Valve, 20", LO, Isolation, FW Ring Main Cross-Connection, FZ06 PS | Valve, Butterfly | PS008.02.01
331-VABF-0626 | Manual Valve, 24", LO, Isolation, FW Ring Main, FZ07 PS | Valve, Butterfly | PS008.02.01
771-TST-1142A | Temperature Transmitter, Safety Shutdown, Gas Outlet, LPGC Disch Cooler, Trn A | Transmitter, Temperature | SD002.03.02
771-TST-1142B | Temperature Transmitter, Safety Shutdown, Gas Outlet, LPGC Disch Cooler, Trn B | Transmitter, Temperature | SD002.03.02
771-TST-1143A | Temperature Transmitter, Safety Shutdown, Recycle Gas, LPGC Disch Cooler, Trn A | Transmitter, Temperature | SD002.03.02
771-TST-1143B | Temperature Transmitter, Safety Shutdown, Recycle Gas, LPGC Disch Cooler, Trn B | Transmitter, Temperature | SD002.03.02
771-TST-2127A | Temperature Transmitter, Safety Shutdown, Gas Outlet, MG Compressor, Train A | Transmitter, Temperature | SD002.03.02
771-TST-2127B | Temperature Transmitter, Safety Shutdown, Gas Outlet, MG Compressor, Train B | Transmitter, Temperature | SD002.03.02
771-TST-2127C | Temperature Transmitter, Safety Shutdown, Gas Outlet, MG Compressor, Train C | Transmitter, Temperature | SD002.03.02
771-TST-2143A | Temperature Transmitter, Safety Shutdown, Gas Outlet, MGC Disch Cooler, Trn A | Transmitter, Temperature | SD002.03.02
771-TST-2143B | Temperature Transmitter, Safety Shutdown, Gas Outlet, MGC Disch Cooler, Trn B | Transmitter, Temperature | SD002.03.02
771-TST-2143C | Temperature Transmitter, Safety Shutdown, Gas Outlet, MGC Disch Cooler, Trn C | Transmitter, Temperature | SD002.03.02
771-TST-3127A | Temperature Transmitter, Safety Shutdown, Gas Outlet, IG Compressor, Train A | Transmitter, Temperature | SD002.03.02
771-TST-3127B | Temperature Transmitter, Safety Shutdown, Gas Outlet, IG Compressor, Train B | Transmitter, Temperature | SD002.03.02
777-SDV-0100A | Shutdown Valve, 6", Inlet, FG Auto shut-off & vent Valve, Pwr Gen Pkge A | Valve, Shutdown | SD001.01
777-SDV-0100B | Shutdown Valve, 6", Inlet, FG Auto shut-off & vent Valve, Pwr Gen Pkge B | Valve, Shutdown | SD001.01
777-SDV-0100C | Shutdown Valve, 6", Inlet, FG Auto shut-off & vent Valve, Pwr Gen Pkge C | Valve, Shutdown | SD001.01
777-SDV-0100D | Shutdown Valve, 6", Inlet, FG Auto shut-off & vent Valve, Pwr Gen Pkge D | Valve, Shutdown | SD001.01
777-SPSM-0501 | Screen Mesh, Relief, Fuel Gas Supply Cabinet A | Screen Mesh | IC002.01.02
777-SPSM-0504 | Screen Mesh, Relief, Fuel Gas Supply Cabinet B | Screen Mesh | IC002.01.02
128-PSV-2001-1 | Pressure Safety Valve, 1.5D2, Inlet, Ethanol/MEG Distribution Rack | PSV-Conventional | PC005.01.01
128-PSV-2001-2 | Pressure Safety Valve, 1.5D2, Inlet, Ethanol/MEG Distribution Rack | PSV-Conventional | PC005.01.01
128-PSV-2003-1 | Pressure Safety Valve, 1.8125D3, Inlet, Wax Inhibitor Distribution Rack | PSV-Conventional | PC005.01.01
128-PSV-2003-2 | Pressure Safety Valve, 1.8125D3, Inlet, Wax Inhibitor Distribution Rack | PSV-Conventional | PC005.01.01
128-PSV-2012-1 | Pressure Safety Valve, 1.8125D3, Inlet, Asphaltene Inhibitor Distribution Rack | PSV-Conventional | PC005.01.01
128-PSV-2012-2 | Pressure Safety Valve, 1.8125D3, Inlet, Asphaltene Inhibitor Distribution Rack | PSV-Conventional | PC005.01.01
128-PSV-2014-1 | Pressure Safety Valve, 1.8125D3, Inlet, H2S Scavenger Distribution Rack | PSV-Conventional | PC005.01.01
128-PSV-2014-2 | Pressure Safety Valve, 1.8125D3, Inlet, H2S Scavenger Distribution Rack | PSV-Conventional | PC005.01.01
772-PSV-7836-2 | Pressure Safety Valve, 1D2, HP Cold Flare Header, 772-HEST-0005 | PSV-Conventional | PC005.01.01
772-PSV-7837-1 | Pressure Safety Valve, 1D2, HP Cold Flare Header, 772-HEST-0005 | PSV-Conventional | PC005.01.01
772-PSV-7837-2 | Pressure Safety Valve, 1D2, HP Cold Flare Header, 772-HEST-0005 | PSV-Conventional | PC005.01.01
772-SPSR-3516A | Strainer, Inlet Gas Supply, 772-PKCR-0300 | Strainer | PC002.02
772-SPSR-3516B | Strainer, Inlet Gas, TS CO2 Removal Unit Train 2 | Strainer | PC002.02
772-SPSR-3700A | Strainer, Suction, 772-PURE-0112A | Strainer | PC002.02
772-SPSR-3700B | Strainer, Suction, 772-PURE-0112B | Strainer | PC002.02
128-PSV-0744B-1 | Pressure Safety Valve, 0.5", Discharge, TS Scale Inhibitor Pump B, Head 1 | PSV-Conventional | PC005.01.01
128-PSV-0744B-2 | Pressure Safety Valve, 0.5", Discharge, TS Scale Inhibitor Pump B, Head 2 | PSV-Conventional | PC005.01.01
128-PSV-0774A-3 | Pressure Safety Valve, 0.5", Discharge, TS Biocide Pump A, Head 3 | PSV-Conventional | PC005.01.01
128-PSV-0774A-4 | Pressure Safety Valve, 0.5", Discharge, TS Biocide Pump A, Head 4 | PSV-Conventional | PC005.01.01
128-PSV-0774B-3 | Pressure Safety Valve, 0.5", Discharge, TS Biocide Pump B, Head 3 | PSV-Conventional | PC005.01.01
128-PSV-0774B-4 | Pressure Safety Valve, 0.5", Discharge, TS Biocide Pump B, Head 4 | PSV-Conventional | PC005.01.01
124-PST-0532A | Pressure Transmitter, Shutdown, Discharge, PW Reinjection Booster Pump A | Transmitter, Pressure | SD002.03.01
124-PST-0532B | Pressure Transmitter, Shutdown, Discharge, PW Reinjection Booster Pump B | Transmitter, Pressure | SD002.03.01
124-PST-0532C | Pressure Transmitter, Shutdown, Discharge, PW Reinjection Booster Pump C | Transmitter, Pressure | SD002.03.01
124-PST-0536A | Pressure Transmitter, Shutdown, Suction, PW Reinjection Booster Pump A | Transmitter, Pressure | SD002.03.01
124-PST-0536B | Pressure Transmitter, Shutdown, Suction, PW Reinjection Booster Pump B | Transmitter, Pressure | SD002.03.01
124-PST-0536C | Pressure Transmitter, Shutdown, Suction, PW Reinjection Booster Pump C | Transmitter, Pressure | SD002.03.01
124-PSV-1705A | Pressure Safety Valve, 1E2, Produced Water Coarse Filter A | PSV-Conventional | PC005.01.01
124-PSV-1705B | Pressure Safety Valve, 1E2, Produced Water Coarse Filter B | PSV-Conventional | PC005.01.01
124-PSV-1705C | Pressure Safety Valve, 1E2, Produced Water Coarse Filter C | PSV-Conventional | PC005.01.01
124-PSV-1710A | Pressure Safety Valve, 1E2, Produced Water Guard Filter A | PSV-Conventional | PC005.01.01
124-PSV-1710B | Pressure Safety Valve, 1E2, Produced Water Guard Filter B | PSV-Conventional | PC005.01.01
124-PSV-1710C | Pressure Safety Valve, 1E2, Produced Water Guard Filter C | PSV-Conventional | PC005.01.01
124-SVCH-2919 | Check Valve, Dissimilar, 16", OFF Spec PW Inlet, Produced Water Skim Vessel | Valve, Check | PC005.01.01
331-NOZ-TS021 | Firewater Deluge Nozzles, Qty 10, TS021, FZ05 | Deluge nozzles | PS008.02.02
331-NOZ-TS024 | Firewater Deluge Nozzles, Qty 26, TS024, FZ03 | Deluge nozzles | PS008.02.02
331-NOZ-TS051 | Firewater Deluge Nozzles, Qty: 229, TS051 | Deluge nozzles | PS008.02.02
331-NOZ-TS101 | Firewater Deluge Nozzles, Qty 159, TS101, FZ06 | Deluge nozzles | PS008.02.02
331-VABF-0627 | Manual Valve, 24", LO, Isolation, FW Ring Main, FZ06 PS | Valve, Butterfly | PS008.02.01
331-VABF-0628 | Manual Valve, 24", LO, Isolation, FW Ring Main, FZ07 SB | Valve, Butterfly | PS008.02.01
331-VABF-0629 | Manual Valve, 24", LO, Isolation, FW Ring Main, FZ06 SB | Valve, Butterfly | PS008.02.01
331-VABF-0630 | Manual Valve, 24", LO, Isolation, FW Ring Main, FZ10 PS | Valve, Butterfly | PS008.02.01
331-VABF-0631 | Manual Valve, 24", LO, Isolation, FW Ring Main, FZ09 PS | Valve, Butterfly | PS008.02.01
331-VABF-0632 | Manual Valve, 24", LO, Isolation, FW Ring Main, FZ08 PS | Valve, Butterfly | PS008.02.01
331-VABF-0633 | Manual Valve, 24", LO, Isolation, FW Ring Main, FZ10 SB | Valve, Butterfly | PS008.02.01
331-VABF-0634 | Manual Valve, 24", LO, Isolation, FW Ring Main, FZ09 SB | Valve, Butterfly | PS008.02.01
331-VABF-0635 | Manual Valve, 24", LO, Isolation, FW Ring Main, FZ08 SB | Valve, Butterfly | PS008.02.01
331-VABF-0636 | Manual Valve, 16", LO, Isolation, FW Ring Main Cross-Connection, FZ09 SB | Valve, Butterfly | PS008.02.01
331-VABF-0637 | Manual Valve, 16", LO, Isolation, FW Ring Main Cross-Connection, FZ09 PS | Valve, Butterfly | PS008.02.01
331-VABF-0638 | Manual Valve, 20", LO, Isolation, FW Ring Main Cross-Connection, FZ08 SB | Valve, Butterfly | PS008.02.01
331-VABF-0639 | Manual Valve, 20", LO, Isolation, FW Ring Main Cross-Connection, FZ08 PS | Valve, Butterfly | PS008.02.01
331-VABF-0986 | Manual Valve, 6", LO, Isolation, FW To Fire/Foam Hydrants, FZ07 PS | Valve, Butterfly | PS008.02.01
331-VABF-0987 | Manual Valve, 6", LO, Isolation, FW To Fire/Foam Hydrants, FZ06 PS | Valve, Butterfly | PS008.02.01
331-VABF-0988 | Manual Valve, 6", LO, Isolation, FW To Fire/Foam Hydrants, FZ06 SB | Valve, Butterfly | PS008.02.01
331-VABF-0989 | Manual Valve, 6", LO, Isolation, FW To Fire/Foam Hydrants, FZ07 SB | Valve, Butterfly | PS008.02.01
331-VABF-0990 | Manual Valve, 6", LO, Isolation, FW To Fire/Foam Hydrants, FZ10 PS | Valve, Butterfly | PS008.02.01
331-VABF-0991 | Manual Valve, 6", LO, Isolation, FW To Fire/Foam Hydrants, FZ09 PS | Valve, Butterfly | PS008.02.01
331-VABF-0992 | Manual Valve, 6", LO, Isolation, FW To Fire/Foam Hydrants, FZ08 PS | Valve, Butterfly | PS008.02.01
331-VABF-0993 | Manual Valve, 6", LO, Isolation, FW To Fire/Foam Hydrants, FZ08 SB | Valve, Butterfly | PS008.02.01
771-TST-3127C | Temperature Transmitter, Safety Shutdown, Gas Outlet, IG Compressor, Train C | Transmitter, Temperature | SD002.03.02
771-TST-3143A | Temperature Transmitter, Safety Shutdown, Gas Outlet, IGC Disch Cooler, Trn A | Transmitter, Temperature | SD002.03.02
771-TST-3143B | Temperature Transmitter, Safety Shutdown, Gas Outlet, IGC Disch Cooler, Trn B | Transmitter, Temperature | SD002.03.02
771-TST-3143C | Temperature Transmitter, Safety Shutdown, Gas Outlet, IGC Disch Cooler, Trn C | Transmitter, Temperature | SD002.03.02
771-TST-3153A | Temperature Transmitter, Shutdown, Gas To Flare Header, IGC Disch Cooler, Trn A | Transmitter, Temperature | SD002.03.02
771-TST-3153B | Temperature Transmitter, Shutdown, Gas To Flare Header, IGC Disch Cooler, Trn B | Transmitter, Temperature | SD002.03.02
771-TST-3153C | Temperature Transmitter, Shutdown, Gas To Flare Header, IGC Disch Cooler, Trn C | Transmitter, Temperature | SD002.03.02
771-TST-7111A | Temperature Transmitter, Safety Shutdown, Outlet, VRU 1st Stage Cooler, Trn A | Transmitter, Temperature | SD002.03.02
771-TST-7111B | Temperature Transmitter, Safety Shutdown, Outlet, VRU 1st Stage Cooler, Trn B | Transmitter, Temperature | SD002.03.02
771-TST-7211A | Temperature Transmitter, Safety Shutdown, Outlet, VRU 2nd Stage Cooler, Trn A | Transmitter, Temperature | SD002.03.02
771-TST-7211B | Temperature Transmitter, Safety Shutdown, Outlet, VRU 2nd Stage Cooler, Trn B | Transmitter, Temperature | SD002.03.02
771-TST-7401A | Temperature Transmitter, Safety Shutdown, Suct, VRU Drain Pump 1st Stage, Trn A | Transmitter, Temperature | SD002.03.02
771-TST-7401B | Temperature Transmitter, Safety Shutdown, Suct, VRU Drain Pump 1st Stage, Trn B | Transmitter, Temperature | SD002.03.02
771-TST-7403A | Temperature Transmitter, Safety Shutdown, Suct, VRU Drain Pump Interstage, Trn A | Transmitter, Temperature | SD002.03.02
771-TST-7403B | Temperature Transmitter, Safety Shutdown, Suct, VRU Drain Pump Interstage, Trn B | Transmitter, Temperature | SD002.03.02
771-TST-8122A | Temperature Transmitter, Safety S/D, Gas O/L, CO2 1st Stg Compr Disch Clr, Trn A | Transmitter, Temperature | SD002.03.02
771-TST-8122B | Temperature Transmitter, Safety Shutdown, Gas Outlet, CO2 Compr Disch Clr, Trn B | Transmitter, Temperature | SD002.03.02
771-TST-8222A | Temperature Transmitter, Safety S/D, Gas O/L, CO2 2nd Stg Compr Disch Clr, Trn A | Transmitter, Temperature | SD002.03.02
771-TST-8222B | Temperature Transmitter, Safety S/D, Gas O/L, CO2 2nd Stg Compr Disch Clr, Trn B | Transmitter, Temperature | SD002.03.02
771-TST-8226A | Temperature Transmitter, Safey S/D, Recy Gas, CO2 2nd Stg Compr Disch Clr, Trn A | Transmitter, Temperature | SD002.03.02
771-TST-8226B | Temperature Transmitter, Safey S/D, Recy Gas, CO2 2nd Stg Compr Disch Clr, Trn B | Transmitter, Temperature | SD002.03.02
108-DREM-0001A | Electric Motor, Exhaust Fan, Battery Room, Accom Top Deck | Motor, Electric | IC001.01.01
108-DREM-0001B | Electric Motor, Exhaust Fan, Battery Room, Accom Top Deck | Motor, Electric | IC001.01.01
108-DREM-0011A | Electric Motor, Exhaust Fan, Paint Store | Motor, Electric | IC001.01.01
128-PSV-2019-1 | Pressure Safety Valve, 1.5D2, Inlet, Scale Inhibitor Distribution Rack | PSV-Conventional | PC005.01.01
128-PSV-2019-2 | Pressure Safety Valve, 1.5D2, Inlet, Scale Inhibitor Distribution Rack | PSV-Conventional | PC005.01.01
128-PSV-2514A-1 | Pressure Safety Valve, 0.5"x1", Discharge, Production Demulsifier Pump A Head 1 | PSV-Conventional | PC005.01.01
128-PSV-2514A-2 | Pressure Safety Valve, 0.5"x1", Discharge, Production Demulsifier Pump A Head 2 | PSV-Conventional | PC005.01.01
128-PSV-2514B-1 | Pressure Safety Valve, 0.5"x1", Discharge, Production Demulsifier Pump B Head 1 | PSV-Conventional | PC005.01.01
128-PSV-2514B-2 | Pressure Safety Valve, 0.5"x1", Discharge, Production Demulsifier Pump B Head 2 | PSV-Conventional | PC005.01.01
128-PSV-2944A-1 | Pressure Safety Valve, 0.75", Discharge, TS Oil Defoamer Pump A, Head 1 | PSV-Conventional | PC005.01.01
128-PSV-2944A-2 | Pressure Safety Valve, 0.5", Discharge, TS Oil Defoamer Pump A, Head 2 | PSV-Conventional | PC005.01.01
128-PSV-2944A-3 | Pressure Safety Valve, 0.75", Discharge, TS Oil Defoamer Pump A, Head 3 | PSV-Conventional | PC005.01.01
128-PSV-2944B-1 | Pressure Safety Valve, 0.75", Discharge, TS Oil Defoamer Pump B, Head 1 | PSV-Conventional | PC005.01.01
128-PSV-2944B-2 | Pressure Safety Valve, 0.5", Discharge, TS Oil Defoamer Pump B, Head 2 | PSV-Conventional | PC005.01.01
331-SEDP-0109 | Deluge Control Panel, 331-SVDV-0109 | Deluge Valve Box | PS008.02.02
331-SEDP-0114 | Deluge Control Panel, 331-SVDV-0114 | Deluge Valve Box | PS008.02.02
331-SEDP-0201 | Deluge Control Panel, 331-SVDV-0201 | Deluge Valve Box | PS003.01.02
331-SEDP-0202 | Deluge Control Panel, 331-SVDV-0202 | Deluge Valve Box | PS003.01.02
331-SEDP-0203 | Deluge Control Panel, 331-SVDV-0203 | Deluge Valve Box | PS003.01.02
331-SEDP-0204 | Deluge Control Panel, 331-SVDV-0204 | Deluge Valve Box | PS003.01.02
331-SEDP-0205 | Deluge Control Panel, 331-SVDV-0205 | Deluge Valve Box | PS003.01.02
331-SEDP-0206 | Deluge Control Panel, 331-SVDV-0206 | Deluge Valve Box | PS003.01.02
331-SEDP-0207 | Deluge Control Panel, 331-SVDV-0207 | Deluge Valve Box | PS003.01.02
331-SEDP-0208 | Deluge Control Panel, 331-SVDV-0208 | Deluge Valve Box | PS003.01.02
331-SEDP-0209 | Deluge Control Panel, 331-SVDV-0209 | Deluge Valve Box | PS003.01.02
331-SEDP-0210 | Deluge Control Panel, 331-SVDV-0210 | Deluge Valve Box | PS003.01.02
331-SEDP-0211 | Deluge Control Panel, 331-SVDV-0211 | Deluge Valve Box | PS003.01.02
331-SPHY-0501 | Fire Hydrant, 2.5", Entance/Outside SB Entrance, Accom A-Deck | Hydrant, Fire | PS008.02.02
331-SPHY-0525 | Fire Hydrant, 2.5", Entance/Outside SB Entrance, Accom Main Deck | Hydrant, Fire | PS008.02.02
331-SPHY-0527 | Fire Hydrant, 2.5", Entance/Outside SB Entrance, Accom B-Deck | Hydrant, Fire | PS008.02.02
331-SPHY-0528 | Fire Hydrant, 2.5", Entance/Outside SB Entrance, Accom C-Deck | Hydrant, Fire | PS008.02.02
331-SPHY-0529 | Fire Hydrant, 2.5", Entance/Outside SB Entrance, Accom D-Deck | Hydrant, Fire | PS008.02.02
331-SPHY-0530 | Fire Hydrant, 2.5", Entance/Outside SB Entrance, Accom E-Deck | Hydrant, Fire | PS008.02.02
331-SPHY-0531 | Fire Hydrant, 2.5", Entance/Outside SB Entrance, Accom F-Deck | Hydrant, Fire | PS008.02.02
331-VABF-0994 | Manual Valve, 6", LO, Isolation, FW To Fire/Foam Hydrants, FZ09 SB | Valve, Butterfly | PS008.02.01
331-VABF-0995 | Manual Valve, 6", LO, Isolation, FW To Fire/Foam Hydrants, FZ10 SB | Valve, Butterfly | PS008.02.01
331-VABF-1056 | Manual Valve, 6", LO, Isolation, Fire Hydrants, Pancake Level, TS051, FZ02 | Valve, Butterfly | PS008.02.01
664-BOHO-5100 | Offloading Hose, Aft, Cargo Offloading | Hose Assembly | PC003.01.03
664-BOHO-6100 | Offloading Hose, Aft, Cargo Offloading | Hose Assembly | PC003.01.03
664-SPSV-5100 | Special Valve, 20", Hose End, Hose Reel AFT | Special Valve | PC003.01.03
664-SPSV-6100 | Special Valve, End Valve, FWD Hose | Special Valve | PC003.01.03
771-VACH-2000 | Check Valve, 3", Dissimilar, Condensate Outlet, Safety Knock Out Drum | Valve, Check | PC005.01.01
772-BDV-6411A | Blowdown Valve, 3", HP Flare Gas, HP Header, 772-VEVF-0002A | Valve, Blowdown | PC005.01.03
772-BDV-6411B | Blowdown Valve, 3", HP Flare Gas, HP Header, 772-VEVF-0002B | Valve, Blowdown | PC005.01.03
772-BDV-7207A | Blowdown Valve, 3", HP Cold Flare Gas Header, CO2 Membrane Pre-Treatment Package | Valve, Blowdown | PC005.01.03
772-BDV-7207B | Blowdown Valve, 3", HP Cold Flare Gas Header, CO2 Membrane Pre-Treatment Package | Valve, Blowdown | PC005.01.03
772-BDV-7247A | Blowdown Valve, 3", HP Cold Flare Gas Header, TS CO2 Removal Unit | Valve, Blowdown | PC005.01.03
772-BDV-7247B | Blowdown Valve, 3", HP Cold Flare Gas Header, TS CO2 Removal Unit | Valve, Blowdown | PC005.01.03
772-BDV-7733A | Blowdown Valve, 2", HP Cold Flare Gas Header, 772-VEVF-0008A | Valve, Blowdown | PC005.01.03
772-BDV-7733B | Blowdown Valve, 2", HP Cold Flare Gas Header, 772-VEVF-0008B | Valve, Blowdown | PC005.01.03
108-DREM-0011B | Electric Motor, Exhaust Fan, Paint Store | Motor, Electric | IC001.01.01
108-DREM-0023A | Electric Motor, Supply Fan, No1, IGG Room | Motor, Electric | IC001.01.01
108-DREM-0023B | Electric Motor, Supply Fan, No2, IGG Room | Motor, Electric | IC001.01.01
108-HVFA-2101A | Fan, Axial, Condenser No1, LER HVAC Package A | Fan | IC001.01.01
108-HVFA-2101B | Fan, Axial, Condenser No1, LER HVAC Package B | Fan | IC001.01.01
108-HVFA-2102A | Fan, Axial, Condenser No1, LER HVAC Package A | Fan | IC001.01.01
108-HVFA-2102B | Fan, Axial, Condenser No1, LER HVAC Package B | Fan | IC001.01.01
108-HVFA-2103A | Fan, Axial, Condenser No1, LER HVAC Package A | Fan | IC001.01.01
108-HVFA-2103B | Fan, Axial, Condenser No1, LER HVAC Package B | Fan | IC001.01.01
108-HVFA-2104A | Fan, Axial, Condenser No1, LER HVAC Package A | Fan | IC001.01.01
108-HVFA-2104B | Fan, Axial, Condenser No1, LER HVAC Package B | Fan | IC001.01.01
108-HVFA-2105A | Fan, Axial, Condenser No2, LER HVAC Package A | Fan | IC001.01.01
108-HVFA-2105B | Fan, Axial, Condenser No2, LER HVAC Package B | Fan | IC001.01.01
108-HVFA-2106A | Fan, Axial, Condenser No2, LER HVAC Package A | Fan | IC001.01.01
108-HVFA-2106B | Fan, Axial, Condenser No2, LER HVAC Package B | Fan | IC001.01.01
108-HVFA-2107A | Fan, Axial, Condenser No2, LER HVAC Package A | Fan | IC001.01.01
108-HVFA-2107B | Fan, Axial, Condenser No2, LER HVAC Package B | Fan | IC001.01.01
108-HVFA-2108A | Fan, Axial, Condenser No2, LER HVAC Package A | Fan | IC001.01.01
108-HVFA-2108B | Fan, Axial, Condenser No2, LER HVAC Package B | Fan | IC001.01.01
128-VEPU-0110A | Pulsation Damper, Suction, Subsea Ethanol/MEG Pump A | Damper, Pulsation | PC002.04
128-VEPU-0110B | Pulsation Damper, Suction, Subsea Ethanol/MEG Pump B | Damper, Pulsation | PC002.04
128-VEPU-0110C | Pulsation Damper, Suction, Subsea Ethanol/MEG Pump C | Damper, Pulsation | PC002.04
772-VEPU-0903A | Pulsation Damper, Suction, 772-PURE-0112A | Damper, Pulsation | PC002.04
772-VEPU-0903B | Pulsation Damper, Suction, 772-PURE-0112B | Damper, Pulsation | PC002.04
772-VEPU-0904A | Pulsation Damper, Discharge, 772-PURE-0112A | Damper, Pulsation | PC002.04
772-VEPU-0904B | Pulsation Damper, Discharge, 772-PURE-0112B | Damper, Pulsation | PC002.04
776-LST-0001-1 | Level Transmitter, 776-VESE-0001 | Transmitter, Level | SD002.03.03
776-LST-0001-2 | Level Transmitter, 776-VESE-0001 | Transmitter, Level | SD002.03.03
776-LST-0001-3 | Level Transmitter, 776-VESE-0001 | Transmitter, Level | SD002.03.03
776-LST-0021-1 | Level Transmitter, Level Transmitter, Safety, Shutdown, 776-VESE-0002 | Transmitter, Level | SD002.03.03
776-LST-0021-2 | Level Transmitter, Level Transmitter, Safety, Shutdown, 776-VESE-0002 | Transmitter, Level | SD002.03.03
776-LST-0021-3 | Level Transmitter, Level Transmitter, Safety, Shutdown, 776-VESE-0002 | Transmitter, Level | SD002.03.03
777-DREM-7101A | Electric Motor, Extraction Air Fan No1 | Motor, Electric | IC001.01.01
777-DREM-7101B | Electric Motor, Extraction Air Fan No2 | Motor, Electric | IC001.01.01
777-DREM-7301A | Electric Motor, Extraction Air Fan No1 | Motor, Electric | IC001.01.01
777-DREM-7301B | Electric Motor, Extraction Air Fan No2 | Motor, Electric | IC001.01.01
128-PSV-2944B-3 | Pressure Safety Valve, 0.75", Discharge, TS Oil Defoamer Pump B, Head 3 | PSV-Conventional | PC005.01.01
331-SPSM-0525-1 | Screen Mesh, Flame Screen, Crank Case Vent, Main FWP No4 | Screen Mesh | IC002.01.02
331-VABF-0562-1 | Manual Valve, 3", LO, Isolation, FW To Firewater Monitor, 331-SEMF-5532 | Valve, Butterfly | PS008.02.01
771-PSV-3130A-1 | Pressure Safety Valve, 2H3, Gas Outlet, Injection Gas Compressor, Train A | PSV-Conventional | PC005.01.01
771-PSV-3130A-2 | Pressure Safety Valve, 2H3, Gas Outlet, Injection Gas Compressor, Train A | PSV-Conventional | PC005.01.01
771-PSV-3130B-1 | Pressure Safety Valve, 2H3, Gas Outlet, Injection Gas Compressor, Train B | PSV-Conventional | PC005.01.01
771-PSV-3130B-2 | Pressure Safety Valve, 2H3, Gas Outlet, Injection Gas Compressor, Train B | PSV-Conventional | PC005.01.01
771-PSV-3130C-1 | Pressure Safety Valve, 2H3, Gas Outlet, Injection Gas Compressor, Train C | PSV-Conventional | PC005.01.01
771-PSV-3130C-2 | Pressure Safety Valve, 2H3, Gas Outlet, Injection Gas Compressor, Train C | PSV-Conventional | PC005.01.01
771-TIT-3755A-1 | Temperature Transmitter, Shutdown, Seal Gas Inlet, Injection Gas Compr, Trn A | Transmitter, Temperature | SD002.03.02
771-TIT-3755A-2 | Temperature Transmitter, Shutdown, Seal Gas Inlet, Injection Gas Compr, Trn A | Transmitter, Temperature | SD002.03.02
771-TIT-3755B-1 | Temperature Transmitter, Shutdown, Seal Gas Inlet, Injection Gas Compr, Trn B | Transmitter, Temperature | SD002.03.02
331-SPHY-0533 | Fire Hydrant, 2.5", Entance/Outside SB Entrance, Accom Nav Bridge Deck | Hydrant, Fire | PS008.02.02
331-SPHY-0534 | Fire Hydrant, 1.5", Aft Machinery Space, 1st Deck PS | Hydrant, Fire | PS008.02.02
331-SPHY-0536 | Fire Hydrant, 2.5", Outside Aft Entrance, Accom Nav Bridge Deck | Hydrant, Fire | PS008.02.02
331-SPHY-0538 | Fire Hydrant, 2.5", Entrance/Outside, Accom Nav Bridge Deck PS | Hydrant, Fire | PS008.02.02
331-SPHY-0539 | Fire Hydrant, 2.5", Entrance/Outside, Accom Main Deck PS | Hydrant, Fire | PS008.02.02
331-SPHY-0540 | Fire Hydrant, 2.5", Outside Aft Entrance, Accom Main Deck | Hydrant, Fire | PS008.02.02
331-SPHY-0541 | Fire Hydrant, 2.5", Outside Aft Entrance, Accom A-Deck | Hydrant, Fire | PS008.02.02
331-SPHY-0542 | Fire Hydrant, 2.5", Entrance/Outside, Accom A-Deck PS | Hydrant, Fire | PS008.02.02
331-SPHY-0543 | Fire Hydrant, 2.5", Outside Aft Entrance, Accom B-Deck | Hydrant, Fire | PS008.02.02
331-SPHY-0544 | Fire Hydrant, 2.5", Entrance/Outside, Accom B-Deck PS | Hydrant, Fire | PS008.02.02
331-SPHY-0545 | Fire Hydrant, 2.5", Entrance/Outside, Accom C-Deck PS | Hydrant, Fire | PS008.02.02
331-SPHY-0546 | Fire Hydrant, 2.5", Outside Aft Entrance, Accom C-Deck | Hydrant, Fire | PS008.02.02
331-SPHY-0547 | Fire Hydrant, 2.5", Entrance/Outside, Accom D-Deck PS | Hydrant, Fire | PS008.02.02
331-SPHY-0548 | Fire Hydrant, 2.5", Outside Aft Entrance, Accom D-Deck | Hydrant, Fire | PS008.02.02
331-SPHY-0549 | Fire Hydrant, 2.5", Entrance/Outside, Accom E-Deck PS | Hydrant, Fire | PS008.02.02
331-SPHY-0550 | Fire Hydrant, 2.5", Outside Aft Entrance, Accom E-Deck | Hydrant, Fire | PS008.02.02
331-SPHY-0551 | Fire Hydrant, 2.5", Entrance/Outside, Accom F-Deck PS | Hydrant, Fire | PS008.02.02
331-SPHY-0552 | Fire Hydrant, 2.5", Outside Aft Entrance, Accom F-Deck | Hydrant, Fire | PS008.02.02
331-SPHY-0554 | Fire Hydrant, 1.5", Aft Machinery Space, 1st Deck SB | Hydrant, Fire | PS008.02.02
331-SPHY-0555 | Fire Hydrant, 2.5", Outside Aft Entrance, Accom Main Deck | Hydrant, Fire | PS008.02.02
331-SPHY-0556 | Fire Hydrant, 1.5", Aft Machinery Space, 1st Deck PS | Hydrant, Fire | PS008.02.02
331-SPHY-0558 | Fire Hydrant, 1.5", Aft Machinery Space, 2nd Deck PS | Hydrant, Fire | PS008.02.02
772-LST-6401A | Level Transmitter, Safety, Shutdown, 772-VEVF-0002A | Transmitter, Level | SD002.03.03
772-LST-6401B | Level Transmitter, TS Teg Filter Coalescer B | Transmitter, Level | SD002.03.03
772-LST-6402A | Level Transmitter, Safety, Shutdown, 772-VEVF-0002A | Transmitter, Level | SD002.03.03
772-LST-6402B | Level Transmitter, TS Teg Filter Coalescer B | Transmitter, Level | SD002.03.03
772-LST-7257A | Level Transmitter, Stage 1, Condensate, TS CO2 Removal Unit Train 1 | Transmitter, Level | SD002.03.03
772-LST-7257B | Level Transmitter, Stage 1, Condensate, TS CO2 Removal Unit Train 2 | Transmitter, Level | SD002.03.03
772-LST-7267A | Level Transmitter, Stage 2, Condensate, TS CO2 Removal Unit Train 1 | Transmitter, Level | SD002.03.03
772-LST-7267B | Level Transmitter, Stage 2, Condensate, TS CO2 Removal Unit Train 2 | Transmitter, Level | SD002.03.03
772-LST-7277A | Level Transmitter, Stage 3, Condensate, TS CO2 Removal Unit Train 1 | Transmitter, Level | SD002.03.03
772-LST-7277B | Level Transmitter, Stage 3, Condensate, TS CO2 Removal Unit Train 2 | Transmitter, Level | SD002.03.03
772-LST-7814A | Level Transmitter, 772-VEVF-0008A | Transmitter, Level | SD002.03.03
772-LST-7814B | Level Transmitter, 772-VEVF-0008B | Transmitter, Level | SD002.03.03
111-DRGT-0152A | Gas Turbine, Power Generation Package A | Gas Turbine | PC002.01
111-DRGT-0152B | Gas Turbine, Power Generation Package B | Gas Turbine | PC002.01
111-DRGT-0152C | Gas Turbine, Power Generation Package C | Gas Turbine | PC002.01
111-DRGT-0152D | Gas Turbine, Power Generation Package D | Gas Turbine | PC002.01
128-VEPU-0111A | Pulsation Damper, Discharge, Subsea Ethanol/MEG Pump A | Damper, Pulsation | PC002.04
128-VEPU-0111B | Pulsation Damper, Discharge, Subsea Ethanol/MEG Pump B | Damper, Pulsation | PC002.04
128-VEPU-0111C | Pulsation Damper, Discharge, Subsea Ethanol/MEG Pump C | Damper, Pulsation | PC002.04
128-VEPU-0114A | Pulsation Damper, Discharge, TS Ethanol/MEG Pump A | Damper, Pulsation | PC002.04
128-VEPU-0114B | Pulsation Damper, Discharge, TS Ethanol/MEG Pump B | Damper, Pulsation | PC002.04
128-VEPU-0116A | Pulsation Damper, Suction, Subsea Wax Inhibitor Pump A | Damper, Pulsation | PC002.04
128-VEPU-0116B | Pulsation Damper, Suction, Subsea Wax Inhibitor Pump B | Damper, Pulsation | PC002.04
128-VEPU-0117A | Pulsation Damper, Discharge, Subsea Wax Inhibitor Pump A | Damper, Pulsation | PC002.04
128-VEPU-0117B | Pulsation Damper, Discharge, Subsea Wax Inhibitor Pump B | Damper, Pulsation | PC002.04
128-VEPU-0125A | Pulsation Damper, Suction, Subsea H2S Scavenger Pump A | Damper, Pulsation | PC002.04
128-VEPU-0125B | Pulsation Damper, Suction, Subsea H2S Scavenger Pump B | Damper, Pulsation | PC002.04
128-VEPU-0125C | Pulsation Damper, Suction, Subsea H2S Scavenger Pump C | Damper, Pulsation | PC002.04
128-VEPU-0125D | Pulsation Damper, Suction, Subsea H2S Scavenger Pump D | Damper, Pulsation | PC002.04
128-VEPU-0126A | Pulsation Damper, Discharge, Subsea H2S Scavenger Pump A | Damper, Pulsation | PC002.04
128-VEPU-0126B | Pulsation Damper, Discharge, Subsea H2S Scavenger Pump B | Damper, Pulsation | PC002.04
127-VAPR-0504 | Pressure / Vacuum Valve, HC Main Header | PSV-Vacuum Relief | IC004.01.02
127-VAPR-0505 | Pressure / Vacuum Valve, HC Main Header | PSV-Vacuum Relief | IC004.01.02
127-VAPR-0506 | Pressure / Vacuum Valve, HC Main Header | PSV-Vacuum Relief | IC004.01.02
128-LST-0462A | Level Transmitter, Safety Shutdown, Subsea H2S Scavenger Vessel A | Transmitter, Level | SD002.03.03
128-LST-0462B | Level Transmitter, Safety Shutdown, Subsea H2S Scavenger Vessel B | Transmitter, Level | SD002.03.03
128-LST-2052A | Level Transmitter, Safety Shutdown, Ethanol/MEG Vessel A | Transmitter, Level | SD002.03.03
128-LST-2052B | Level Transmitter, Safety Shutdown, Ethanol/MEG Vessel B | Transmitter, Level | SD002.03.03
566-CMAC-0011 | Antenna System, Lightning Arrestor, Antenna, Inmarsat-C Earth Station | Antenna System | ER003.02
566-CMAF-0001 | Antenna System, Above Deck Equipment, Inmarsat Fleet Broadband | Antenna System | ER003.02
566-CMAF-0002 | Antenna System, Above Deck Equipment, Inmarsat Fleet Broadband | Antenna System | ER003.02
566-CMAF-0011 | Antenna System, Inmarsat Fleet Broadband | Antenna System | ER003.02
566-CMAF-0012 | Antenna System, Inmarsat Fleet Broadband | Antenna System | ER003.02
566-CMSC-0101 | Satellite System, INM-C Communication Unit, Inmarsat-C Earth Station | Satellite System | ER003.03
566-CMSC-0102 | Satellite System, Printer, Inmarsat-C Earth Station | Satellite System | ER003.03
566-CMSC-0202 | Satellite System, Pushbutton, Ship Security Alet System | Satellite System | ER003.03
566-CMSC-0203 | Satellite System, Pushbutton, Ship Security Alet System | Satellite System | ER003.03
566-CMSE-0001 | EPIRB, Radio & Navigation Package | EPIRB | ER003.03
566-CMSF-0001 | Satellite System, Main Unit, Inmarsat Fleet Broadband | Satellite System | ER003.03
566-CMSF-0002 | Satellite System, Handset, Inmarsat Fleet Broadband | Satellite System | ER003.03
566-CMSF-0003 | Satellite System, Telephone Joint Box, Inmarsat Fleet Broadband | Satellite System | ER003.03
566-CMSF-0004 | Satellite System, Telephone Joint Box, Inmarsat Fleet Broadband | Satellite System | ER003.03
566-CMSF-0005 | Satellite System, Telephone Set, Inmarsat Fleet Broadband | Satellite System | ER003.03
566-CMSF-0006 | Satellite System, Telephone Set, Inmarsat Fleet Broadband | Satellite System | ER003.03
566-CMSF-1001 | Satellite System, Main Unit, Inmarsat Fleet Broadband | Satellite System | ER003.03
566-CMSF-1002 | Satellite System, Handset, Inmarsat Fleet Broadband | Satellite System | ER003.03
566-CMSI-0101 | Satellite System, Pushbutton, Remote Distress, Inmarsat-C Earth Station | Satellite System | ER003.03
566-CMSS-0101 | Satellite System, Distress Alert & Received Unit, SSAS, Wheelhouse | Satellite System | ER003.03
566-CMSS-0102 | Satellite System, Distress Alarm Unit, SSAS, Wheelhouse, Navigation Deck | Satellite System | ER003.03
566-CMSS-0201 | Satellite System, Pushbutton No1, Ship Security Alet System | Satellite System | ER003.03
566-CMSS-0202 | Satellite System, Distress Alert Unit2, SSAS, Wheelhouse, Navigation Deck | Satellite System | ER003.03
772-VACH-1200 | Check Valve, 20", Dissimilar, Permeate Gas CO2 Compr Suction Scrubber A | Valve, Check | PC005.01.01
772-VECO-0118 | Contactor, Teg Still Column | Contactor | PC002.04
772-VESE-0010 | Separator, Dewpointing Refrigeration Reclaimer | Separator | PC002.04
122-DREM-5260B | Electric Motor, LV, Main Seawater Cooling Pump No2 | Motor, Electric | SI001.01.02
123-DREM-7040A | Electric Motor, Bilge/GS Pump No1 | Motor, Electric | SI001.01.02
123-DREM-7040B | Electric Motor, Bilge/GS Pump No2 | Motor, Electric | SI001.01.02
128-PSV-0466A-2 | Pressure Safety Valve, 1.5G3, Subsea H2S Scavenger Vessel | PSV-Conventional | PC005.01.01
128-PSV-0466B-1 | Pressure Safety Valve, 1.5G3, Subsea H2S Scavenger Vessel | PSV-Conventional | PC005.01.01
128-PSV-0466B-2 | Pressure Safety Valve, 1.5G3, Subsea H2S Scavenger Vessel | PSV-Conventional | PC005.01.01
128-PSV-2056A-1 | Pressure Safety Valve, 2J3, Ethanol/MEG Vessel A | PSV-Conventional | PC005.01.01
128-PSV-2056A-2 | Pressure Safety Valve, 2J3, Ethanol/MEG Vessel A | PSV-Conventional | PC005.01.01
128-PSV-2056B-1 | Pressure Safety Valve, 2J3, Ethanol/MEG Vessel B | PSV-Conventional | PC005.01.01
128-PSV-2056B-2 | Pressure Safety Valve, 2J3, Ethanol/MEG Vessel B | PSV-Conventional | PC005.01.01
553-GIR-8500A-1 | Gas Detector, IR, Inlet Air Filter, Main/Inj Gas Compr, Trn A | Hydrocarbon Gas Detector | DS001.02
553-GIR-8500A-2 | Gas Detector, IR, Inlet Air Filter, Main/Inj Gas Compr, Trn A | Hydrocarbon Gas Detector | DS001.02
553-GIR-8500A-3 | Gas Detector, IR, Inlet Air Filter, Main/Inj Gas Compr, Trn A | Hydrocarbon Gas Detector | DS001.02
553-GIR-8500B-1 | Gas Detector, IR, Inlet Air Filter, Main/Inj Gas Compr, Trn B | Hydrocarbon Gas Detector | DS001.02
553-GIR-8500B-2 | Gas Detector, IR, Inlet Air Filter, Main/Inj Gas Compr, Trn B | Hydrocarbon Gas Detector | DS001.02
553-GIR-8500B-3 | Gas Detector, IR, Inlet Air Filter, Main/Inj Gas Compr, Trn B | Hydrocarbon Gas Detector | DS001.02
553-GIR-8500C-1 | Gas Detector, IR, Inlet Air Filter, Main/Inj Gas Compr, Trn C | Hydrocarbon Gas Detector | DS001.02
553-GIR-8500C-2 | Gas Detector, IR, Inlet Air Filter, Main/Inj Gas Compr, Trn C | Hydrocarbon Gas Detector | DS001.02
553-GIR-8500C-3 | Gas Detector, IR, Inlet Air Filter, Main/Inj Gas Compr, Trn C | Hydrocarbon Gas Detector | DS001.02
553-GIR-8501A-1 | Gas Detector, Shutdown, IR, Vent Air Outlet, Main/Inj Gas Compr, Trn A | Hydrocarbon Gas Detector | DS001.02
553-GIR-8501A-2 | Gas Detector, Shutdown, IR, Vent Air Outlet, Main/Inj Gas Compr, Trn A | Hydrocarbon Gas Detector | DS001.02
553-GIR-8501A-3 | Gas Detector, Shutdown, IR, Vent Air Outlet, Main/Inj Gas Compr, Trn A | Hydrocarbon Gas Detector | DS001.02
553-GIR-8501B-1 | Gas Detector, Shutdown, IR, Vent Air Outlet, Main/Inj Gas Compr, Trn B | Hydrocarbon Gas Detector | DS001.02
553-GIR-8501B-2 | Gas Detector, Shutdown, IR, Vent Air Outlet, Main/Inj Gas Compr, Trn B | Hydrocarbon Gas Detector | DS001.02
553-GIR-8501B-3 | Gas Detector, Shutdown, IR, Vent Air Outlet, Main/Inj Gas Compr, Trn B | Hydrocarbon Gas Detector | DS001.02
113-PSV-5800 | Pressure Safety Valve, 1E2, Hydrocyclone Separator, 113-CPHY-5301 | PSV-Conventional | PC005.01.01
113-PSV-5801 | Pressure Safety Valve, 1D2, Coalescer, 113-VECA-5301 | PSV-Conventional | PC005.01.01
113-SDV-5106 | Shutdown Valve, 12", Drain Water Discharge Line | Valve, Shutdown | SD001.01
113-SDV-5807 | Shutdown Valve, 3", Return, Slop Water Coalescer, 113-VECA-5301 | Valve, Shutdown | SD001.01
661-PST-6104 | Pressure Transmitter, Safety Shutdown, P11/HI-Sep Fluid Line, Production Risers | Transmitter, Pressure | SD002.03.01
661-PST-6109 | Pressure Transmitter, Safety Shutdown, P11/HI-Sep Fluid Line, Production Risers | Transmitter, Pressure | SD002.03.01
661-PST-6204 | Pressure Transmitter, Safety Shutdown, P12/HI-Sep Fluid Line, Production Risers | Transmitter, Pressure | SD002.03.01
661-PST-6209 | Pressure Transmitter, Safety Shutdown, P12/HI-Sep Fluid Line, Production Risers | Transmitter, Pressure | SD002.03.01
661-PSV-1104 | Pressure Safety Valve, 1.5D3, Production Pig Receiver, 661-VEPT-0001 | PSV-Conventional | PC005.01.01
661-PSV-1134 | Pressure Safety Valve, 1.5D3, Production Pig Receiver, 661-VEPT-0002 | PSV-Conventional | PC005.01.01
661-PSV-1164 | Pressure Safety Valve, 1.5D3, Production Pig Receiver, 661-VEPT-0003 | PSV-Conventional | PC005.01.01
661-SDV-5101 | Shutdown Valve, 10", Riser P1 Fluid Line, Production Risers | Valve, Shutdown | SD001.01
661-SDV-5106 | Shutdown Valve, 12", Inboard P1 Fluid, Production Risers | Valve, Shutdown | SD001.01
661-SDV-5107 | Shutdown Valve, Close Bypass SDV on Flowline Riser P1 | Valve, Shutdown | SD001.01
661-SDV-5110 | Shutdown Valve, Close Hi-Sep Diverter SDV on Riser P 1 | Valve, Shutdown | SD001.01
661-SDV-5112 | Shutdown Valve, 12", Prod Diverter P1 Fluid Line, Production Risers | Valve, Shutdown | SD001.01
661-SDV-5201 | Shutdown Valve, 10", Riser P2 Fluid Line, Production Risers | Valve, Shutdown | SD001.01
661-SDV-5206 | Shutdown Valve, 12", Inboard P2 Fluid Line, Production Risers | Valve, Shutdown | SD001.01
661-SDV-5207 | Shutdown Valve, Close Bypass SDV on Flowline Riser P2 | Valve, Shutdown | SD001.01
661-SDV-5210 | Shutdown Valve, Close Hi-Sep Diverter SDV on Riser P 2 | Valve, Shutdown | SD001.01
661-SDV-5212 | Shutdown Valve, 12", Prod Diverter P2 Fluid Line, Production Risers | Valve, Shutdown | SD001.01
661-SDV-5301 | Shutdown Valve, 10", Riser P3 Fluid Line, Production Risers | Valve, Shutdown | SD001.01
661-SDV-5306 | Shutdown Valve, 12", Inboard P3 Fluid Line, Production Risers | Valve, Shutdown | SD001.01
661-SDV-5307 | Shutdown Valve, Close Bypass SDV on Flowline Riser P3 | Valve, Shutdown | SD001.01
661-SDV-5310 | Shutdown Valve, Close Hi-Sep Diverter SDV on Riser P 3 | Valve, Shutdown | SD001.01
661-SDV-5312 | Shutdown Valve, 12", Prod Diverter P3 Fluid Line, Production Risers | Valve, Shutdown | SD001.01
771-PST-0934 | Pressure Transmitter, Safety Shutdown, Outlet, Safety Knock Out Drum [NR13] | Transmitter, Pressure | SD002.03.01
771-PST-7008 | Pressure Transmitter, Vapour Recovery Unit Eductor | Transmitter, Pressure | SD002.03.01
777-SDV-7182 | Shutdown Valve, 4", Fuel Gas, Fuel Gas Supply Cabinet A | Valve, Shutdown | SD001.01
777-SDV-7380 | Shutdown Valve, 3", Fuel Gas, Fuel Gas Supply Cabinet B | Valve, Shutdown | SD001.01
777-SDV-7381 | Shutdown Valve, 4", Fuel Gas, Fuel Gas Supply Cabinet B | Valve, Shutdown | SD001.01
777-SDV-7382 | Shutdown Valve, 4", Fuel Gas, Fuel Gas Supply Cabinet B | Valve, Shutdown | SD001.01
874-CAB-1109 | PAGA System, Beacon Sounder, Knuckle Boom Crane, Aft SB | PAGA System | ER003.02
874-CAB-1110 | PAGA System, Beacon Sounder, Knuckle Boom Crane, Aft SB | PAGA System | ER003.02
874-CAB-2109 | PAGA System, Beacon Sounder, Fixed Boom Crane, Fwd PS | PAGA System | ER003.02
874-CAB-2110 | PAGA System, Beacon Sounder, Fixed Boom Crane, Fwd PS | PAGA System | ER003.02
874-GIR-1101 | Gas Detector, Knuckle Boom Crane, Aft SB | Hydrocarbon Gas Detector | DS001.02
874-GIR-1102 | Gas Detector, Knuckle Boom Crane, Aft SB | Hydrocarbon Gas Detector | DS001.02
874-GIR-1103 | Gas Detector, Knuckle Boom Crane, Aft SB | Hydrocarbon Gas Detector | DS001.02
874-GIR-2101 | Gas Detector, Fixed Boom Crane, Fwd PS | Hydrocarbon Gas Detector | DS001.02
874-GIR-2102 | Gas Detector, Fixed Boom Crane, Fwd PS | Hydrocarbon Gas Detector | DS001.02
874-GIR-2103 | Gas Detector, Fixed Boom Crane, Fwd PS | Hydrocarbon Gas Detector | DS001.02
874-MAC-2100 | Manual Alarm Callpoint, Fixed Boom Crane, Fwd PS | Call point, Alarm | ER003.01
108-DREM-0001 | Electric Motor, Supply Fan, UPS Room, Accom Nav Deck | Motor, Electric | IC001.01.01
108-DREM-0003 | Electric Motor, Exhaust Fan, Double-Speed, Galley, B Deck | Motor, Electric | IC001.01.01
128-PST-0463A | Pressure Transmitter, Safety Shutdown, Subsea H2S Scavenger Vessel A | Transmitter, Pressure | SD002.03.01
128-PST-0463B | Pressure Transmitter, Safety Shutdown, Subsea H2S Scavenger Vessel B | Transmitter, Pressure | SD002.03.01
128-PST-2058A | Pressure Transmitter, Safety Shutdown, Ethanol/MEG Vsl A, LP Flare Gas To Header | Transmitter, Pressure | SD002.03.01
128-PST-2058B | Pressure Transmitter, Safety Shutdown, Ethanol/MEG Vsl B, LP Flare Gas To Header | Transmitter, Pressure | SD002.03.01
128-PSV-2564A | Pressure Safety Valve, 1"x1", Discharge, Subsea Demulsifier Pump A | PSV-Conventional | PC005.01.01
128-PSV-2564B | Pressure Safety Valve, 1"x1", Discharge, Subsea Demulsifier Pump B | PSV-Conventional | PC005.01.01
128-PSV-2565A | Pressure Safety Valve, 1"x1", Suction, Subsea Demulsifier Pump A | PSV-Conventional | PC005.01.01
128-PSV-2565B | Pressure Safety Valve, 1"x1", Suction, Subsea Demulsifier Pump B | PSV-Conventional | PC005.01.01
128-PSV-2755A | Pressure Safety Valve, 1"x1", Chemical Injection Package, 128-PKCI-0150 | PSV-Conventional | PC005.01.01
128-PSV-2755B | Pressure Safety Valve, 1"x1", Chemical Injection Package, 128-PKCI-0150 | PSV-Conventional | PC005.01.01
566-CMSS-0203 | Satellite System, Ship Security Alert System | Satellite System | ER003.03
566-CMSS-0205 | Satellite System, Ship Security Alert System | Satellite System | ER003.03
566-CMUA-5005 | Manual Alarm Callpoint, Call Unit, Hospital C Deck | Call point, Alarm | ER003.01
566-CMUA-5006 | Manual Alarm Callpoint, Call Unit, Hospital C Deck | Call point, Alarm | ER003.01
566-CMUA-5007 | Manual Alarm Callpoint, Call Unit, Hospital C Deck | Call point, Alarm | ER003.01
566-CMUB-4000 | Manual Alarm Callpoint, Alam Unit Refrigerator, Galley B Deck | Call point, Alarm | ER003.01
567-CMTC-9001 | Telephone System, Telephone Call Logging PC, TER, Navigation Deck | Telecom System | ER003.02
567-CMTC-9002 | Telephone System, Telephone Call Logging Monitor, TER, Navigation Deck | Telecom System | ER003.02
567-CMTC-9003 | Telephone System, Telephone Call Logging Printer, TER, Navigation Deck | Telecom System | ER003.02
773-PDST-0010 | Pressure Transmitter, Differential, Shutdown, Shutdown Valve, 773-SDV-0007 | Transmitter, Pressure | SD002.03.01
773-SVCH-2000 | Check Valve, 6", Dissimilar, Pressurisation Gas Inlet, Gas Lift Manifold | Valve, Check | PC005.01.01
124-PSV-1602-1 | Pressure Safety Valve, 1.5H3, Oily Water Vessel | PSV-Conventional | PC005.01.01
124-PSV-1602-2 | Pressure Safety Valve, 1.5H3, Oily Water Vessel | PSV-Conventional | PC005.01.01
124-PSV-2105-1 | Pressure Safety Valve, 6R10, FWKO Drum HP Flare Gas To Subheader | PSV-Conventional | PC005.01.01
124-PSV-2105-2 | Pressure Safety Valve, 6R10, FWKO Drum HP Flare Gas To Subheader | PSV-Conventional | PC005.01.01
124-PSV-2105-3 | Pressure Safety Valve, 6R10, FWKO Drum HP Flare Gas To Subheader | PSV-Conventional | PC005.01.01
124-PSV-2105-4 | Pressure Safety Valve, 6R10, FWKO Drum HP Flare Gas To Subheader | PSV-Conventional | PC005.01.01
124-PURO-0701A | Pump, Lube Oil, Lube Oil System | Pump Rotary | PC002.01
124-PURO-0701B | Pump, Lube Oil, Lube Oil System | Pump Rotary | PC002.01
553-GIR-8501C-1 | Gas Detector, Shutdown, IR, Vent Air Outlet, Main/Inj Gas Compr, Trn C | Hydrocarbon Gas Detector | DS001.02
553-GIR-8501C-2 | Gas Detector, Shutdown, IR, Vent Air Outlet, Main/Inj Gas Compr, Trn C | Hydrocarbon Gas Detector | DS001.02
553-GIR-8501C-3 | Gas Detector, Shutdown, IR, Vent Air Outlet, Main/Inj Gas Compr, Trn C | Hydrocarbon Gas Detector | DS001.02
556-NAAO-1001-1 | Obstruction Light, Helideck Status Light | Light, Obstruction | PS001.03
556-NAAO-1002-1 | Obstruction Light, Helideck Status Repeater Light | Light, Obstruction | PS001.03
557-LSHH-0774-1 | Level Switch, Safety Shutdown, Tank Level, OFFSPEC COT PS | Level Switch | SI001.01.01
661-SDV-5401 | Shutdown Valve, 10", Riser P4 Fluid Line, Production Risers | Valve, Shutdown | SD001.01
661-SDV-5406 | Shutdown Valve, 12", Inboard P4 Fluid Line, Production Risers | Valve, Shutdown | SD001.01
661-SDV-5407 | Shutdown Valve, Close Bypass SDV on Flowline Riser P4 | Valve, Shutdown | SD001.01
661-SDV-5410 | Shutdown Valve, 14", P4 Fluid Line, Production Risers | Valve, Shutdown | SD001.01
661-SDV-5412 | Shutdown Valve, 12", Prod Diverter P4 Fluid Line, Production Risers | Valve, Shutdown | SD001.01
661-SDV-5501 | Shutdown Valve, 10", Riser P5 Fluid Line, Production Risers | Valve, Shutdown | SD001.01
661-SDV-5506 | Shutdown Valve, 12", Inboard P5 Fluid Line, Production Risers | Valve, Shutdown | SD001.01
661-SDV-5507 | Shutdown Valve, Close Bypass SDV on Flowline Riser P5 | Valve, Shutdown | SD001.01
661-SDV-5512 | Shutdown Valve, 12", Prod Diverter P5 Fluid Line, Production Risers | Valve, Shutdown | SD001.01
661-SDV-5601 | Shutdown Valve, 10", Riser P6 Fluid Line, Production Risers | Valve, Shutdown | SD001.01
661-SDV-5606 | Shutdown Valve, 12", Inboard P6 Fluid Line, Production Risers | Valve, Shutdown | SD001.01
661-SDV-5607 | Shutdown Valve, Close Bypass SDV on Flowline Riser P6 | Valve, Shutdown | SD001.01
661-SDV-5610 | Shutdown Valve, 14", Hi-Sep Prod Diverter P6 Fluid Line, Production Risers | Valve, Shutdown | SD001.01
661-SDV-5612 | Shutdown Valve, 12", Prod Diverter P6 Fluid Line, Production Risers | Valve, Shutdown | SD001.01
661-SDV-5701 | Shutdown Valve, 10", Riser P7 Fluid Line, Production Risers | Valve, Shutdown | SD001.01
661-SDV-5706 | Shutdown Valve, 12", Inboard P7 Fluid Line, Production Risers | Valve, Shutdown | SD001.01
661-SDV-5707 | Shutdown Valve, Close Bypass SDV on Flowline Riser P7 | Valve, Shutdown | SD001.01
661-SDV-5712 | Shutdown Valve, 12", Prod Diverter P7 Fluid Line, Production Risers | Valve, Shutdown | SD001.01
661-SDV-5801 | Shutdown Valve, 10", Riser P8 Fluid Line, Production Risers | Valve, Shutdown | SD001.01
661-SDV-5806 | Shutdown Valve, 12", Inboard P8 Fluid Line, Production Risers | Valve, Shutdown | SD001.01
661-SDV-5807 | Shutdown Valve, Close Bypass SDV on Flowline Riser P8 | Valve, Shutdown | SD001.01
661-SDV-5812 | Shutdown Valve, 12", Prod Diverter P8 Fluid Line, Production Risers | Valve, Shutdown | SD001.01
771-SDV-0927 | Shutdown Valve, 3", Condensate Outlet, Safety Knock Out Drum | Valve, Shutdown | SD001.01
771-SDV-7000 | Shutdown Valve, 6", Motive Gas Inlet, VRU Eductor | Valve, Shutdown | SD001.01
771-SDV-7009 | Shutdown Valve, 8", TEG Off-Gas Inlet, VRU Eductor | Valve, Shutdown | SD001.01
108-DREM-0007 | Electric Motor, Exhaust Fan, Hospital/Treatment Room, C Deck | Motor, Electric | IC001.01.01
108-DREM-0008 | Electric Motor, Supply Fan, Fwd Fire Pump Room 1 | Motor, Electric | IC001.01.01
108-DREM-0009 | Electric Motor, Supply Fan, Fwd Fire Pump Room 2 | Motor, Electric | IC001.01.01
108-DREM-0011 | Electric Motor, Supply Fan, Fwd Fire Fighting Room | Motor, Electric | IC001.01.01
108-DREM-0015 | Electric Motor, Supply Fan, Aft Fire Pump Room 1 | Motor, Electric | IC001.01.01
108-DREM-0016 | Electric Motor, Supply Fan, Aft Fire Pump Room 2 | Motor, Electric | IC001.01.01
108-DREM-0017 | Electric Motor, Exhaust Fan, No1, Aft Machinery Space PS | Motor, Electric | IC001.01.01
108-DREM-0018 | Electric Motor, Exhaust Fan, No1, Engine Room | Motor, Electric | IC001.01.01
108-DREM-0019 | Electric Motor, Exhaust Fan, No2, Engine Room | Motor, Electric | IC001.01.01
108-DREM-0020 | Electric Motor, Exhaust Fan, Purifier Room | Motor, Electric | IC001.01.01
108-DREM-0024 | Electric Motor, Supply Fan, N2 Equipment Area | Motor, Electric | IC001.01.01
108-DREM-0025 | Electric Motor, Supply Fan, Aft Machinery Space SB | Motor, Electric | IC001.01.01
108-DREM-0026 | Electric Motor, Supply Fan, Purifier Room | Motor, Electric | IC001.01.01
128-SDV-0467A | Shutdown Valve, 2", Outlet, Subsea H2S Scavenger Vessel | Valve, Shutdown | SD001.01
128-SDV-0468A | Shutdown Valve, 2", Nitrogen Inlet, Subsea H2S Scavenger Vessel | Valve, Shutdown | SD001.01
128-SDV-0468B | Shutdown Valve, 2", Nitrogen Inlet, Subsea H2S Scavenger Vessel | Valve, Shutdown | SD001.01
128-SDV-2057A | Shutdown Valve, 3", Outlet, Ethanol/MEG Vessel A | Valve, Shutdown | SD001.01
128-SDV-2059A | Shutdown Valve, 2", Nitrogen Inlet, Ethanol/MEG Vessel A | Valve, Shutdown | SD001.01
128-SDV-2059B | Shutdown Valve, 2", Nitrogen Inlet, Ethanol/MEG Vessel B | Valve, Shutdown | SD001.01
567-LSHH-0274 | Level Switch, Shutdown, COT 2 SB, Tank Gauging Overfill Alarm System | Level Switch | SI001.01.01
661-PDST-0402 | Pressure Transmitter, Diff, Safety Shutdown, Shutdown Valve, 661-SDV-0410 | Transmitter, Pressure | SD002.03.01
773-VACH-1038 | Check Valve, 6", Dissimilar, Pressurisation Gas Inlet, Gas Lift Manifold | Valve, Check | PC005.01.01
124-SPSR-3569A | Strainer, PW Inlet, Produced Water Cooler A | Strainer | PC002.02
124-SPSR-3569B | Strainer, PW Inlet, Produced Water Cooler B | Strainer | PC002.02
110-AT-2016 | Oxygen Monitor Analyser, Re-Circ Line, Nitrogen Generation Package | Analyzers (obsolete) | 0
664-PG-0104 | Pressure Gauge, Leak Test Connection, Inlet, AFT Cargo Offloading Hose Reel | Gauge, Pressure | PC003.01
661-SDV-5901 | Shutdown Valve, 10", Riser P9 Fluid Line, Production Risers | Valve, Shutdown | SD001.01
661-SDV-5906 | Shutdown Valve, 12", Inboard P9 Fluid Line, Production Risers | Valve, Shutdown | SD001.01
661-SDV-5907 | Shutdown Valve, Close Bypass SDV on Flowline Riser P9 | Valve, Shutdown | SD001.01
661-SDV-5912 | Shutdown Valve, 12", Prod Diverter P9 Fluid Line, Production Risers | Valve, Shutdown | SD001.01
661-SDV-6001 | Shutdown Valve, 10", Riser P10 Fluid Line, Production Risers | Valve, Shutdown | SD001.01
661-SDV-6006 | Shutdown Valve, 12", Inboard P10 Fluid Line, Production Risers | Valve, Shutdown | SD001.01
661-SDV-6007 | Shutdown Valve, Close Bypass SDV on Flowline Riser P10 | Valve, Shutdown | SD001.01
661-SDV-6012 | Shutdown Valve, 12", Prod Diverter P10 Fluid Line, Production Risers | Valve, Shutdown | SD001.01
661-SDV-6101 | Shutdown Valve, 10", Riser P11 Fluid Line, Production Risers | Valve, Shutdown | SD001.01
661-SDV-6106 | Shutdown Valve, 12", Inboard P11 Fluid Line, Production Risers | Valve, Shutdown | SD001.01
661-SDV-6107 | Shutdown Valve, Close Bypass SDV on Flowline Riser P11 | Valve, Shutdown | SD001.01
661-SDV-6110 | Shutdown Valve, 14", Hi-Sep Prod Diverter P11 Fluid Line, Production Risers | Valve, Shutdown | SD001.01
661-SDV-6112 | Shutdown Valve, 12", Prod Diverter P11 Fluid Line, Production Risers | Valve, Shutdown | SD001.01
661-SDV-6201 | Shutdown Valve, 10", Riser P12 Fluid Line, Production Risers | Valve, Shutdown | SD001.01
661-SDV-6206 | Shutdown Valve, 12", Inboard P12 Fluid Line, Production Risers | Valve, Shutdown | SD001.01
661-SDV-6207 | Shutdown Valve, Close Bypass SDV on Flowline Riser P12 | Valve, Shutdown | SD001.01
661-SDV-6210 | Shutdown Valve, 14", Hi-Sep Prod Diverter P12 Fluid Line, Production Risers | Valve, Shutdown | SD001.01
661-SDV-6212 | Shutdown Valve, 12", Prod Diverter P12 Fluid Line, Production Risers | Valve, Shutdown | SD001.01
661-TST-5103 | Temperature Transmitter, Safety Shutdown, P1 Fluid Line, Production Risers | Transmitter, Temperature | SD002.03.02
661-TST-5116 | Temperature Transmitter, Safety Shutdown, P1 Fluid Line, Production Risers | Transmitter, Temperature | SD002.03.02
661-TST-5203 | Temperature Transmitter, Safety Shutdown, P2 Fluid Line, Production Risers | Transmitter, Temperature | SD002.03.02
108-DREM-0028 | Electric Motor, Supply Fan, Fwd Muster Area | Motor, Electric | IC001.01.01
108-DREM-2200 | Electric Motor, LV, Supply Fan, Battery Room HVAC Package | Motor, Electric | IC001.01.01
108-DREM-2500 | Electric Motor, LV, Supply Fan, Laboratory HVAC Package | Motor, Electric | IC001.01.01
661-VACH-2123 | Check Valve, Dissimilar, 14", Production Fluids To Test Header | Valve, Check | PC005.01.01
662-SVCH-3002 | Check Valve, 6", Dissimilar, VRU Drain Pumps Discharge to FWKO Drum | Valve, Check | PC005.01.01
775-PDST-6904 | Pressure Transmitter, Safety Shutdown, Diff, Shutdown Valve, 775-SDV-6902 | Transmitter, Pressure | SD002.03.01
775-PST-6110B | Pressure Transmitter, Safety Shutdown, Inj Gas/Water Fm/To WAG I1, WAG Slot B | Transmitter, Pressure | SD002.03.01
775-PST-6210B | Pressure Transmitter, Safety Shutdown, Inj Gas/Water Fm/To WAG I2, WAG Slot B | Transmitter, Pressure | SD002.03.01
775-PST-6310B | Pressure Transmitter, Safety Shutdown, Inj Gas/Water Fm/To WAG I3, WAG Slot B | Transmitter, Pressure | SD002.03.01
775-PST-6410B | Pressure Transmitter, Safety Shutdown, Inj Gas/Water Fm/To WAG I4, WAG Slot B | Transmitter, Pressure | SD002.03.01
775-PST-6510B | Pressure Transmitter, Safety Shutdown, Inj Gas/Water Fm/To WAG I5, WAG Slot B | Transmitter, Pressure | SD002.03.01
775-PST-6610B | Pressure Transmitter, Safety Shutdown, Inj Gas/Water Fm/To WAG I6, WAG Slot B | Transmitter, Pressure | SD002.03.01
775-PST-6710B | Pressure Transmitter, Safety Shutdown, Inj Gas/Water Fm/To WAG I7, WAG Slot B | Transmitter, Pressure | SD002.03.01
775-SDV-6105B | Shutdown Valve, 10", Gas/Water Injection Fm/To WAG I1, WAG Slot B | Valve, Shutdown | SD001.01
775-SDV-6205A | Shutdown Valve, 10", Gas/Water Injection Fm/To WAG I2, WAG Slot A | Valve, Shutdown | SD001.01
553-FGOM-8538A-1 | Oil Mist Detector, Alarm, Vent Air Outlet, Main/Inj Gas Compr, Trn A | Detector, Oil Mist | DS001.02
553-FGOM-8538A-2 | Oil Mist Detector, Alarm, Vent Air Outlet, Main/Inj Gas Compr, Trn A | Detector, Oil Mist | DS001.02
553-FGOM-8538B-1 | Oil Mist Detector, Alarm, Vent Air Outlet, Main/Inj Gas Compr, Trn B | Detector, Oil Mist | DS001.02
553-FGOM-8538B-2 | Oil Mist Detector, Alarm, Vent Air Outlet, Main/Inj Gas Compr, Trn B | Detector, Oil Mist | DS001.02
553-FGOM-8538C-1 | Oil Mist Detector, Alarm, Vent Air Outlet, Main/Inj Gas Compr, Trn C | Detector, Oil Mist | DS001.02
553-FGOM-8538C-2 | Oil Mist Detector, Alarm, Vent Air Outlet, Main/Inj Gas Compr, Trn C | Detector, Oil Mist | DS001.02
664-PG-3155 | Pressure Gauge, Leak Test Connection, Inlet, FWD Cargo Offloading Hose Reel | Gauge, Pressure | PC003.01
661-TST-5216 | Temperature Transmitter, Safety Shutdown, P2 Fluid Line, Production Risers | Transmitter, Temperature | SD002.03.02
661-TST-5303 | Temperature Transmitter, Safety Shutdown, P3 Fluid Line, Production Risers | Transmitter, Temperature | SD002.03.02
661-TST-5316 | Temperature Transmitter, Safety Shutdown, P3 Fluid Line, Production Risers | Transmitter, Temperature | SD002.03.02
661-TST-5403 | Temperature Transmitter, Safety Shutdown, P4 Fluid Line, Production Risers | Transmitter, Temperature | SD002.03.02
661-TST-5416 | Temperature Transmitter, Safety Shutdown, P4 Fluid Line, Production Risers | Transmitter, Temperature | SD002.03.02
661-TST-5503 | Temperature Transmitter, Safety Shutdown, P5 Fluid Line, Production Risers | Transmitter, Temperature | SD002.03.02
661-TST-5516 | Temperature Transmitter, Safety Shutdown, P5 Fluid Line, Production Risers | Transmitter, Temperature | SD002.03.02
661-TST-5603 | Temperature Transmitter, Safety Shutdown, P6 Fluid Line, Production Risers | Transmitter, Temperature | SD002.03.02
661-TST-5616 | Temperature Transmitter, Safety Shutdown, P6 Fluid Line, Production Risers | Transmitter, Temperature | SD002.03.02
661-TST-5703 | Temperature Transmitter, Shutdown, P7 Fluid Line, Production Risers | Transmitter, Temperature | SD002.03.02
661-TST-5716 | Temperature Transmitter, Shutdown, P7 Fluid Line, Production Risers | Transmitter, Temperature | SD002.03.02
661-TST-5803 | Temperature Transmitter, Shutdown, P8 Fluid Line, Production Risers | Transmitter, Temperature | SD002.03.02
661-TST-5816 | Temperature Transmitter, Shutdown, P8 Fluid Line, Production Risers | Transmitter, Temperature | SD002.03.02
661-TST-5903 | Temperature Transmitter, Shutdown, P9 Fluid Line, Production Risers | Transmitter, Temperature | SD002.03.02
661-TST-5916 | Temperature Transmitter, Shutdown, P9 Fluid Line, Production Risers | Transmitter, Temperature | SD002.03.02
661-TST-6003 | Temperature Transmitter, Shutdown, P10 Fluid Line, Production Risers | Transmitter, Temperature | SD002.03.02
661-TST-6016 | Temperature Transmitter, Shutdown, P10 Fluid Line, Production Risers | Transmitter, Temperature | SD002.03.02
661-TST-6103 | Temperature Transmitter, Shutdown, P11 Fluid Line, Production Risers | Transmitter, Temperature | SD002.03.02
661-TST-6116 | Temperature Transmitter, Shutdown, P11 Fluid Line, Production Risers | Transmitter, Temperature | SD002.03.02
661-TST-6203 | Temperature Transmitter, Shutdown, P12 Fluid Line, Production Risers | Transmitter, Temperature | SD002.03.02
661-TST-6216 | Temperature Transmitter, Shutdown, P12 Fluid Line, Production Risers | Transmitter, Temperature | SD002.03.02
662-VEVF-0201 | Vessel Filter, Strainer, Stream 1, Metering Skid, 662-PKFI-0200 | Filter, Vessel | PC002.04
662-VEVF-0202 | Vessel Filter, Strainer, Stream 2, Metering Skid, 662-PKFI-0200 | Filter, Vessel | PC002.04
662-VEVF-0203 | Vessel Filter, Strainer, Stream 3, Metering Skid, 662-PKFI-0200 | Filter, Vessel | PC002.04
775-SDV-6205B | Shutdown Valve, 10", Gas/Water Injection Fm/To WAG I2, WAG Slot B | Valve, Shutdown | SD001.01
775-SDV-6305B | Shutdown Valve, 10", Gas/Water Injection Fm/To WAG I3, WAG Slot B | Valve, Shutdown | SD001.01
775-SDV-6405B | Shutdown Valve, 10", Gas/Water Injection Fm/To WAG I4, WAG Slot B | Valve, Shutdown | SD001.01
775-SDV-6505B | Shutdown Valve, 10", Gas/Water Injection Fm/To WAG I5, WAG Slot B | Valve, Shutdown | SD001.01
775-SDV-6605B | Shutdown Valve, 10", Gas/Water Injection Fm/To WAG I6, WAG Slot B | Valve, Shutdown | SD001.01
775-SDV-6705B | Shutdown Valve, 10", Gas/Water Injection Fm/To WAG I7, WAG Slot B | Valve, Shutdown | SD001.01
775-TST-6109B | Temperature Transmitter, Safety Shutdown, Inlet, WAG Slot B I1 | Transmitter, Temperature | SD002.03.02
775-TST-6209B | Temperature Transmitter, Safety Shutdown, Inlet, WAG Slot B I2 | Transmitter, Temperature | SD002.03.02
775-TST-6309B | Temperature Transmitter, Safety Shutdown, Inlet, WAG Slot B I3 | Transmitter, Temperature | SD002.03.02
775-TST-6409B | Temperature Transmitter, Safety Shutdown, Inlet, WAG Slot B I4 | Transmitter, Temperature | SD002.03.02
775-TST-6509B | Temperature Transmitter, Safety Shutdown, Inlet, WAG Slot B I5 | Transmitter, Temperature | SD002.03.02
775-TST-6609B | Temperature Transmitter, Safety Shutdown, Inlet, WAG Slot B I6 | Transmitter, Temperature | SD002.03.02
775-TST-6709B | Temperature Transmitter, Safety Shutdown, Inlet, WAG Slot B I7 | Transmitter, Temperature | SD002.03.02
771-FO-0931 | Orifice, Outlet, Blowdown Valve, 771-BDV-0930 | Flow Orifice | PC005.01.03
118-PST-0671 | Pressure Transmitter, Shutdown, Instrument Air From Air Receivers | Transmitter, Pressure | SD002.03.01
118-PST-0675 | Pressure Transmitter, Shutdown, Instrument Air To Consumers | Transmitter, Pressure | SD002.03.01
118-PST-1606 | Pressure Transmitter, Shutdown, Instrument Air To Topsides Consumers | Transmitter, Pressure | SD002.03.01
118-PST-1607 | Pressure Transmitter, Shutdown, Instrument Air To Topsides Consumers | Transmitter, Pressure | SD002.03.01
118-PST-1608 | Pressure Transmitter, Shutdown, Instrument Air To Topsides Consumers | Transmitter, Pressure | SD002.03.01
118-PST-7013 | Pressure Transmitter, Shutdown, Instrument Air, IGG Room ADM No1 | Transmitter, Pressure | SD002.03.01
118-PST-7043 | Pressure Transmitter, Shutdown, Instrument Air, IGG Room ADM No2 | Transmitter, Pressure | SD002.03.01
128-LST-0731 | Level Transmitter, Safety Shutdown, TS Scale Inhibitor Tank | Transmitter, Level | SD002.03.03
128-LST-2451 | Level Transmitter, Safety Shutdown, Subsea Sclae Inhibitor Tank | Transmitter, Level | SD002.03.03
128-LST-2701 | Level Transmitter, Safety Shutdown, Subsea Wax Inhibitor Tank | Transmitter, Level | SD002.03.03
128-LST-2931 | Level Transmitter, Safety Shutdown, TS Oil Defoamer Tank | Transmitter, Level | SD002.03.03
662-LST-0112 | Level Transmitter, Shutdown, HP Separator, 662-VESE-0001 | Transmitter, Level | SD002.03.03
662-LST-0152 | Level Transmitter, Safety Shutdown, FWKO Drum, 662-VESE-0002 | Transmitter, Level | SD002.03.03
662-LST-0158 | Level Transmitter, Safety Shutdown, FWKO Drum, 662-VESE-0002 | Transmitter, Level | SD002.03.03
662-LST-0302 | Level Transmitter, Shutdown, IP Flash Vessel | Transmitter, Level | SD002.03.03
772-BDV-1111 | Blowdown Valve, 6", HP Flare Gas Header, 772-VESB-0001 | Valve, Blowdown | PC005.01.03
772-BDV-1113 | Blowdown Valve, 2", HP Flare Gas HP Header, 772-VESB-0001 | Valve, Blowdown | PC005.01.03
772-BDV-1721 | Blowdown Valve, 3", HP Cold Flare Gas. TS Teg Contactor | Valve, Blowdown | PC005.01.03
772-BDV-1740 | Blowdown Valve, 6", HP Cold Flare Gas Header, 772-VECO-0003 | Valve, Blowdown | PC005.01.03
772-BDV-1742 | Blowdown Valve, 2", HP Cold Flare Gas Header, 772-VECO-0003 | Valve, Blowdown | PC005.01.03
772-BDV-7724 | Blowdown Valve, 2" ILO, HP Cold Flare Gas Pressurised HP Flare Header | Valve, Blowdown | PC005.01.03
331-HEST-5113 | Heat Exchanger, Hydraulic Oil, Main FWP No1 | Heat Exchanger, Shell and Tube | PS008.01
331-HEST-5213 | Heat Exchanger, Hydraulic Oil, Main FWP No2 | Heat Exchanger, Shell and Tube | PS008.01
331-HEST-5313 | Heat Exchanger, Hydraulic Oil, Main FWP No3 | Heat Exchanger, Shell and Tube | PS008.01
331-HEST-5413 | Heat Exchanger, Hydraulic Oil, Main FWP No4 | Heat Exchanger, Shell and Tube | PS008.01
331-HVFA-5100 | Fan, Room Cooler No1 | Fan | IC001.01.01
331-HVFA-5200 | Fan, Room Cooler No2 | Fan | IC001.01.01
331-HVFA-5300 | Fan, Room Cooler No1, FWD Machinery Space | Fan | IC001.01.01
331-HVFA-5400 | Fan, Room Cooler No2, FWD Machinery Space | Fan | IC001.01.01
331-PUCE-5110 | Pump, Fire Water Lift, No1 | Pump Centrifugal | PS008.01
331-PUCE-5120 | Pump, Main FWP, No1, Engine | Pump Centrifugal | PS008.01
331-PUCE-5210 | Pump, Fire Water Lift, No2 | Pump Centrifugal | PS008.01
331-PUCE-5220 | Pump, Main FWP, No2, Engine | Pump Centrifugal | PS008.01
331-PUCE-5310 | Pump, Fire Water Lift, No3 | Pump Centrifugal | PS008.01
331-PUCE-5320 | Pump, Main FWP, No3, Engine | Pump Centrifugal | PS008.01
331-PUCE-5400 | Pump, Helideck, Fire Water | Pump Centrifugal | PS008.01
331-PUCE-5410 | Pump, Fire Water Lift, No4 | Pump Centrifugal | PS008.01
331-PUCE-5420 | Pump, Main FWP, No4, Engine | Pump Centrifugal | PS008.01
331-SEFM-6400 | Inergen Gaseous, Fire Fighting System, Wet Chemical Regulated Release Assembly | Fire Fighting System, FM200 | PS005.01
331-SEFT-5500 | Foam Tank, Foam Tank, Foam Pump Room | Foam Tank | PS003.01.01
331-SEFT-5511 | Foam Tank, Helideck Foam Monitor, 331-SEMF-5511 | Foam Tank | PS003.01.02
331-SEFT-5512 | Foam Tank, Helideck Foam Monitor, 331-SEMF-5512 | Foam Tank | PS003.01.02
331-SEFT-5513 | Foam Tank, Helideck Foam Monitor, 331-SEMF-5513 | Foam Tank | PS003.01.02
331-SEPR-5561 | Foam Proportioner, Aft Offloading Area Foam Monitor | Proportioner, Foam | PS003.01.02
776-SPSR-3804 | Strainer, LP Fuel Gas, Flare Gas Ignition Panel | Strainer | PC002.02
127-DREM-6000A | Electric Motor, LV, IG Blower A | Motor, Electric | IC004.01.03
127-DREM-6000B | Electric Motor, LV, IG Blower B | Motor, Electric | IC004.01.03
127-SPSM-5000A | Screen Mesh, Flame Arrestor, PS Vent (Standby) | Screen Mesh | IC002.01.02
127-SPSM-5000B | Screen Mesh, Flame Arrestor, SB Vent (Duty) | Screen Mesh | IC002.01.02
127-SVHV-5001A | High Velocity Vent Valve, High Opening Setting, PS Vent (Standby) | Valve, High Velocity Vent | IC004.01.01
127-SVHV-5001B | High Velocity Vent Valve, High Opening Setting, SB Vent (Duty) | Valve, High Velocity Vent | IC004.01.01
127-SVHV-5001C | High Velocity Vent Valve, High Opening Setting, SB Vent (Duty) | Valve, High Velocity Vent | IC004.01.01
127-SVHV-5002A | High Velocity Vent Valve, Low Opening Setting, PS Vent (Standby) | Valve, High Velocity Vent | IC004.01.01
127-SVHV-5002B | High Velocity Vent Valve, Low Opening Setting, SB Vent (Duty) | Valve, High Velocity Vent | IC004.01.01
127-SVHV-5002C | High Velocity Vent Valve, Low Opening Setting, SB Vent (Duty) | Valve, High Velocity Vent | IC004.01.01
128-FST-0442-2 | Flow Transmitter, Safety Shutdown, To Injection Point, Topsides H2S Scavenger | Transmitter, Flow | SD002.03.04
772-FO-1722 | Orifice, Blowdown, HP Cold Flare Gas. TS Teg Contactor | Flow Orifice | PC005.01.03
118-SDV-0124 | Shutdown Valve, XXX, Oil Injection System, Instrument Air Compressor No1 | Valve, Shutdown | SD001.01
118-SDV-0224 | Shutdown Valve, XXX, Oil Injection System, Instrument Air Compressor No2 | Valve, Shutdown | SD001.01
118-SDV-0324 | Shutdown Valve, XXX, Oil Injection System, Instrument Air Compressor No3 | Valve, Shutdown | SD001.01
118-SDV-0424 | Shutdown Valve, XXX, Oil Injection System, Instrument Air Compressor No4 | Valve, Shutdown | SD001.01
118-SDV-0524 | Shutdown Valve, XXX, Oil Injection System, Instrument Air Compressor No5 | Valve, Shutdown | SD001.01
118-SDV-0670 | Shutdown Valve, 2", Service Air To Consumers | Valve, Shutdown | SD001.01
118-SDV-0678 | Shutdown Valve, 3", Service Air To Topsides Consumers | Valve, Shutdown | SD001.01
662-LST-0402 | Level Transmitter, Shutdown, Pre-Treater | Transmitter, Level | SD002.03.03
662-LST-0602 | Level Transmitter, Shutdown, Electrostatic Treater | Transmitter, Level | SD002.03.03
662-LST-2202 | Level Transmitter, Shutdown, Test Separator | Transmitter, Level | SD002.03.03
662-PST-0101 | Pressure Transmitter, Shutdown, HP Separator, 662-VESE-0001 [NR13] | Transmitter, Pressure | SD002.03.01
662-PST-0151 | Pressure Transmitter, Safety Shutdown, FWKO Drum, 662-VESE-0002 [NR13] | Transmitter, Pressure | SD002.03.01
662-PST-0169 | Pressure Transmitter, Shutdown, Crude Oil Fm FWKO Drum To Crude-Crude Exchanger | Transmitter, Pressure | SD002.03.01
662-PST-0301 | Pressure Transmitter, Shutdown, IP Flash Vessel [NR13] | Transmitter, Pressure | SD002.03.01
662-PST-2103 | Pressure Transmitter, Test Heater | Transmitter, Pressure | SD002.03.01
662-PST-2301 | Pressure Transmitter, Shutdown, LP Degasser,662-VESE-0009 [NR13] | Transmitter, Pressure | SD002.03.01
662-PSV-1102 | Pressure Safety Valve, 1"x2", Strainer, 662-VEVF-0201 | PSV-Conventional | PC005.01.01
662-PSV-1112 | Pressure Safety Valve, 1"x2", Strainer, 662-VEVF-0202 | PSV-Conventional | PC005.01.01
662-PSV-1122 | Pressure Safety Valve, 1"x2", Strainer, 662-VEVF-0203 | PSV-Conventional | PC005.01.01
662-PSV-1161 | Pressure Safety Valve, 1"x2", Calibrator, Metering Skid, 662-PKFI-0200 | PSV-Conventional | PC005.01.01
662-PSV-1192 | Pressure Safety Valve, 1"x2", Calibration Stream, Metering Skid, 662-PKFI-0200 | PSV-Conventional | PC005.01.01
662-SDV-0132 | Shutdown Valve, 14", HP Separator Crude Oil to FWKO Drum | Valve, Shutdown | SD001.01
772-BDV-7803 | Blowdown Valve, 6", HP Cold Flare Gas Header, HC Dewpoint Gas Conden Exch | Valve, Blowdown | PC005.01.03
772-BDV-7825 | Blowdown Valve, 4", HP Cold Flare Gas Header, HC Dewpoint Gas Conden Exch | Valve, Blowdown | PC005.01.03
111-FGOM-5100 | Oil Mist Detector, Controller, Essential Generator No1 | Detector, Oil Mist | DS001.02
111-FGOM-5200 | Oil Mist Detector, Controller, Essential Generator No2 | Detector, Oil Mist | DS001.02
331-SEPR-5562 | Foam Proportioner, Offloading Area Foam Monitor | Proportioner, Foam | PS003.01.02
331-SEPR-5563 | Foam Proportioner, Foam Monitor, Aft Cargo Area SB | Proportioner, Foam | PS003.01.02
331-SEPR-5564 | Foam Proportioner, Foam Monitor, Fwd Cargo Area PS | Proportioner, Foam | PS003.01.02
331-SEPR-5565 | Foam Proportioner, Foam Monitor, Fwd Cargo Area SB | Proportioner, Foam | PS003.01.02
331-SEPR-5571 | Foam Proportioner, Foam Hydrant, FZ10 PS | Proportioner, Foam | PS003.01.02
331-SEPR-5572 | Foam Proportioner, Foam Hydrant, FZ10 SB | Proportioner, Foam | PS003.01.02
331-SEPR-5573 | Foam Proportioner, Foam Hydrant, FZ09 PS | Proportioner, Foam | PS003.01.02
331-SEPR-5574 | Foam Proportioner, Foam Hydrant, FZ09 SB | Proportioner, Foam | PS003.01.02
331-SEPR-5575 | Foam Proportioner, Foam Hydrant, FZ08 PS | Proportioner, Foam | PS003.01.02
331-SEPR-5576 | Foam Proportioner, Foam Hydrant, FZ08 SB | Proportioner, Foam | PS003.01.02
331-SEPR-5577 | Foam Proportioner, Foam Hydrant, FZ07 PS | Proportioner, Foam | PS003.01.02
331-SEPR-5578 | Foam Proportioner, Foam Hydrant, FZ07 SB | Proportioner, Foam | PS003.01.02
331-SEPR-5579 | Foam Proportioner, Foam Hydrant, FZ06 PS | Proportioner, Foam | PS003.01.02
331-SEPR-5580 | Foam Proportioner, Foam Hydrant, FZ06 SB | Proportioner, Foam | PS003.01.02
331-SEPR-5581 | Foam Proportioner, Foam Hydrant, FZ05 PS | Proportioner, Foam | PS003.01.02
331-SEPR-5582 | Foam Proportioner, Foam Hydrant, FZ05 SB | Proportioner, Foam | PS003.01.02
331-SEPR-5583 | Foam Proportioner, Foam Hydrant, FZ04 PS | Proportioner, Foam | PS003.01.02
331-SEPR-5584 | Foam Proportioner, Foam Hydrant, FZ04 SB | Proportioner, Foam | PS003.01.02
331-SEPR-5585 | Foam Proportioner, Foam Monitor, FZ03 PS | Proportioner, Foam | PS003.01.02
331-SEPR-5586 | Foam Proportioner, Foam Monitor, FZ03 SB | Proportioner, Foam | PS003.01.02
331-SEPR-5587 | Foam Proportioner, Foam Monitor, FZ02 PS | Proportioner, Foam | PS003.01.02
331-SEPR-5588 | Foam Proportioner, Foam Monitor, FZ02 SB | Proportioner, Foam | PS003.01.02
331-SEPR-5589 | Foam Proportioner, Foam Hydrant, FZ10 PS Aft | Proportioner, Foam | PS003.01.02
113-FT-5111 | Flow Transmitter, Shutdown, Magnetic, Inlet, Slop Water OCM Package | Transmitter, Flow | SD002.03.04
113-LT-2110 | Level Transmitter, Control, Riser Balcony Drain Tank 113-VEST-0011 | Transmitter, Level | ER008.01.02
113-LT-2120 | Level Transmitter, Control, Riser Balcony Drain Tank 113-VEST-0021 | Transmitter, Level | ER008.01.02
113-LT-2130 | Level Transmitter, Control, Riser Balcony Drain Tank 113-VEST-0031 | Transmitter, Level | ER008.01.02
662-SDV-0159 | Shutdown Valve, 16", FWKO Drum Crude Oil to Crude-Crude Exchanger | Valve, Shutdown | SD001.01
662-SDV-0170 | Shutdown Valve, 14", Offspec Oil To Crude-Crude Exchanger | Valve, Shutdown | SD001.01
662-SDV-0420 | Shutdown Valve, 18", Pre-Treater Crude Oil To LP Degasser | Valve, Shutdown | SD001.01
662-SDV-0616 | Shutdown Valve, 16", Electrostatic Treater To Crude -Crude Exchanger | Valve, Shutdown | SD001.01
662-SDV-0939 | Shutdown Valve, 10", Crude Recycle Pump To FWKO Drum | Valve, Shutdown | SD001.01
662-SDV-1001 | Shutdown Valve, 16", Oil Rundown Metering Package Dead crude Oil To Cargo Tanks | Valve, Shutdown | SD001.01
662-SDV-1002 | Shutdown Valve, 12", Bypass, Oil Rundown Metering Package To Offspec Cargo Tank | Valve, Shutdown | SD001.01
662-SDV-2220 | Shutdown Valve, 10", Test Separator Crude Oil To FWKO Drum/LP Degasser | Valve, Shutdown | SD001.01
662-SDV-2237 | Shutdown Valve, 2", Nitrogen To Test Separator | Valve, Shutdown | SD001.01
662-SDV-2306 | Shutdown Valve, 24", LP Degasser To Crude Oil Pumps | Valve, Shutdown | SD001.01
662-SDV-2317 | Shutdown Valve, 1", Recycle From Crude Oil Pump To LP Degasser | Valve, Shutdown | SD001.01
662-SDV-2440 | Shutdown Valve, Close SDV Prod Water Outlet To Et Water Recycle Pump | Valve, Shutdown | SD001.01
662-TST-2004 | Temperature Transmitter, Shutdown, Topsides Dewaxing Heater | Transmitter, Temperature | SD002.03.02
662-TST-2103 | Temperature Transmitter, Shutdown, Outlet, Test Heater, 662-HEST-0100 | Transmitter, Temperature | SD002.03.02
772-LST-1704 | Level Transmitter, 772-VECO-0003 | Transmitter, Level | SD002.03.03
772-LST-1733 | Level Transmitter, 772-VECO-0003 | Transmitter, Level | SD002.03.03
772-LST-4001 | Level Transmitter, 772-VEPR-0101 | Transmitter, Level | SD002.03.03
772-LST-4304 | Level Transmitter, 772-VEPR-0110 | Transmitter, Level | SD002.03.03
772-LST-4603 | Level Transmitter, 772-VEPR-0108 | Transmitter, Level | SD002.03.03
772-LST-7812 | Level Transmitter, 772-VESE-0007 | Transmitter, Level | SD002.03.03
113-SPSR-1000 | Strainer, Suction, Riser Balcony Drain Pump 113-PUAD-0010 | Strainer | PC002.02
113-SPSR-1001 | Strainer, Suction, Riser Balcony Drain Pump 113-PUAD-0020 | Strainer | PC002.02
113-SPSR-1005 | Strainer, Suction, Riser Balcony Drain Pump 113-PUAD-0040 | Strainer | PC002.02
113-SPSR-1007 | Strainer, Suction, Riser Balcony Drain Pump 113-PUAD-0050 | Strainer | PC002.02
113-SPSR-1008 | Strainer, Suction, Riser Balcony Drain Pump 113-PUAD-0050 | Strainer | PC002.02
113-SPSR-1010 | Strainer, Suction, Riser Balcony Drain Pump 113-PUAD-0070 | Strainer | PC002.02
113-SPSR-1011 | Strainer, Suction, Riser Balcony Drain Pump 113-PUAD-0080 | Strainer | PC002.02
113-SPSR-1054 | Strainer, Suction, Riser Balcony Drain Pump 113-PUAD-0030 | Strainer | PC002.02
331-SEPR-5590 | Foam Proportioner, Foam Hydrant, FZ10 SB Aft | Proportioner, Foam | PS003.01.02
331-SVDV-0101 | Deluge Valve, 10", Fire Water to Deluge System, TS051, FZ03 | Valve, Deluge | PS008.02.02
331-SVDV-0102 | Deluge Valve, 3", Fire Water to Deluge System, TS017/052, FZ03 | Valve, Deluge | PS008.02.02
331-SVDV-0103 | Deluge Valve, 6", Fire Water to Deluge System, TS024, FZ04 | Valve, Deluge | PS008.02.02
331-SVDV-0104 | Deluge Valve, 8", Fire Water to Deluge System, TS002A, FZ05 | Valve, Deluge | PS008.02.02
331-SVDV-0105 | Deluge Valve, 8", Fire Water to Deluge System, TS002B, FZ05 | Valve, Deluge | PS008.02.02
331-SVDV-0106 | Deluge Valve, 6", Fire Water to Deluge System, TS011, FZ06 | Valve, Deluge | PS008.02.02
331-SVDV-0107 | Deluge Valve, 3", Fire Water to Deluge System, TS021, FZ06 | Valve, Deluge | PS008.02.02
331-SVDV-0108 | Deluge Valve, 8", Fire Water to Deluge System, TS001, FZ07 | Valve, Deluge | PS008.02.02
331-SVDV-0110 | Deluge Valve, 6", Fire Water to Deluge System, TS170, Aft of Accomm B/H | Valve, Deluge | PS008.02.02
331-SVDV-0111 | Deluge Valve, 8", Fire Water to Deluge System, TS044, FZ05 | Valve, Deluge | PS008.02.02
331-SVDV-0112 | Deluge Valve, 8", Fire Water to Deluge System, TS043, FZ06 | Valve, Deluge | PS008.02.02
331-SVDV-0113 | Deluge Valve, 8", Fire Water to Deluge System, TS042, FZ07 | Valve, Deluge | PS008.02.02
331-VEST-5114 | Tank, Hydraulic Oil, Main FWP No1 | Storage Tank | PS008.01
331-VEST-5214 | Tank, Hydraulic Oil, Main Fire Water Pump No.2 | Storage Tank | PS008.01
331-VEST-5314 | Tank, Hydraulic Oil, Main Fire Water Pump No.3 | Storage Tank | PS008.01
331-VEST-5414 | Tank, Hydraulic Oil, Main Fire Water Pump No.4 | Storage Tank | PS008.01
333-LHDA-0901 | Davit, Liferaft, Single Arm Slewing | Davit | SI005.01.02
128-PSV-0476-1 | Pressure Safety Valve, 1.5G3, Production H2S Scavenger Vessel | PSV-Conventional | PC005.01.01
128-PSV-0476-2 | Pressure Safety Valve, 1.5G3, Production H2S Scavenger Vessel | PSV-Conventional | PC005.01.01
128-PSV-2017-1 | Pressure Safety Valve, 1.5D2, Ethanol Distribution Header | PSV-Conventional | PC005.01.01
128-PSV-2017-2 | Pressure Safety Valve, 1.5D2, Ethanol Distribution Header | PSV-Conventional | PC005.01.01
128-PSV-2139-1 | Pressure Safety Valve, 1D2, Inlet, Topsides Ethanol/MEG Pump A/B | PSV-Conventional | PC005.01.01
128-PSV-2139-2 | Pressure Safety Valve, 1D2, Inlet, Topsides Ethanol/MEG Pump A/B | PSV-Conventional | PC005.01.01
HP-FLARE-TIP-PF-60/30 | HP Flare Tip | Flare Tip | PC005.01.02
113-LT-2140 | Level Transmitter, Control, Riser Balcony Drain Tank 113-VEST-0041 | Transmitter, Level | ER008.01.02
113-LT-2150 | Level Transmitter, Control, Riser Balcony Drain Tank 113-VEST-0051 | Transmitter, Level | ER008.01.02
113-LT-2160 | Level Transmitter, Control, Riser Balcony Drain Tank 113-VEST-0061 | Transmitter, Level | ER008.01.02
113-LT-2170 | Level Transmitter, Control, Riser Balcony Drain Tank 113-VEST-0071 | Transmitter, Level | ER008.01.02
113-LT-2180 | Level Transmitter, Control, Riser Balcony Drain Tank 113-VEST-0081 | Transmitter, Level | ER008.01.02
113-PG-5002 | Pressure Gauge, Discharge, Hose Reel Drain Pump | Gauge, Pressure | ER008.01
772-PT-7229 | Pressure Transmitter, Feed Gas, 772-PKCR-0300 | Transmitter, Pressure | SD002.03.01
128-PST-0102 | Pressure Transmitter, Safety, Shutdown, Methanol Tank No1 SB | Transmitter, Pressure | SD002.03.01
128-PST-0112 | Pressure Transmitter, Safety, Shutdown, Methanol Tank No2 SB | Transmitter, Pressure | SD002.03.01
128-PST-0201 | Pressure Transmitter, Safety, Shutdown, Wax Inhibitor Tank | Transmitter, Pressure | SD002.03.01
128-PST-2000 | Pressure Transmitter, Safety Shutdown, Inlet, Ethanol/MEG Distribution Rack | Transmitter, Pressure | SD002.03.01
128-PST-2002 | Pressure Transmitter, Safety Shutdown, Inlet, Wax Inhibitor Distribution Rack | Transmitter, Pressure | SD002.03.01
128-PST-2013 | Pressure Transmitter, Safety Shutdown, Inlet, H2S Scavenger Distribution Rack | Transmitter, Pressure | SD002.03.01
772-PDT-7700 | Pressure Transmitter, Differential, Safety, Shutdown, 772-HEST-0009 | Transmitter, Pressure | SD002.03.01
333-LHDA-0902 | Davit, Liferaft, Single Arm Slewing | Davit | SI005.01.02
333-LHDA-0903 | Davit, Liferaft, Single Arm Slewing | Davit | SI005.01.02
333-LHDA-0904 | Davit, Liferaft, Single Arm Slewing | Davit | SI005.01.02
445-UPBY-6000 | UPS System, Bypass Panel, UPS System A | Ups System | ER002.01
550-SPSM-0501 | Screen Mesh, Main Exhaust Out WBT, Gas Sampling System | Screen Mesh | IC002.01.02
550-SPSM-0502 | Screen Mesh, Main Exhaust Out WBT, Gas Sampling System | Screen Mesh | IC002.01.02
553-GDCD-2646 | Gas Detector, CO2/SB, Fuel Gas Treatment Module, Level 3 | Hydrocarbon Gas Detector | DS001.02
553-GDCD-2681 | Gas Detector, CO2/SB, Fuel Gas Treatment Module, Level 1 | Hydrocarbon Gas Detector | DS001.02
553-GDCD-2682 | Gas Detector, CO2/SB, Fuel Gas Treatment Module, Level 1 | Hydrocarbon Gas Detector | DS001.02
553-GDCD-2683 | Gas Detector, CO2/SB, Fuel Gas Treatment Module, Level 1 | Hydrocarbon Gas Detector | DS001.02
553-GDCD-2684 | Gas Detector, CO2/SB, Fuel Gas Treatment Module, Level 1 | Hydrocarbon Gas Detector | DS001.02
553-GDCD-2685 | Gas Detector, CO2/SB, Fuel Gas Treatment Module, Level 1 | Hydrocarbon Gas Detector | DS001.02
553-GDCD-2686 | Gas Detector, CO2/SB, Fuel Gas Treatment Module, Level 1 | Hydrocarbon Gas Detector | DS001.02
553-GDCD-2687 | Gas Detector, CO2/SB, Fuel Gas Treatment Module, Level 1 | Hydrocarbon Gas Detector | DS001.02
553-GDCD-2688 | Gas Detector, CO2/SB, Fuel Gas Treatment Module, Level 2 | Hydrocarbon Gas Detector | DS001.02
553-GDCD-2691 | Gas Detector, CO2/SB, Fuel Gas Treatment Module, Pancake Level | Hydrocarbon Gas Detector | DS001.02
553-GDCD-2692 | Gas Detector, CO2/SB, Fuel Gas Treatment Module, Pancake Level | Hydrocarbon Gas Detector | DS001.02
553-GDCD-2693 | Gas Detector, CO2/SB, Fuel Gas Treatment Module, Pancake Level | Hydrocarbon Gas Detector | DS001.02
553-GDCD-2694 | Gas Detector, CO2/SB, Fuel Gas Treatment Module, Pancake Level | Hydrocarbon Gas Detector | DS001.02
553-GDCD-2695 | Gas Detector, CO2/SB, Fuel Gas Treatment Module, Pancake Level | Hydrocarbon Gas Detector | DS001.02
553-GDCD-2696 | Gas Detector, CO2/SB, Fuel Gas Treatment Module, Pancake Level | Hydrocarbon Gas Detector | DS001.02
777-PDST-1024 | Pressure Transmitter, Shutdown, Differential, Shutdown Valve, 777-SDV-1021 | Transmitter, Pressure | SD002.03.01
777-SDV-3000A | Shutdown Valve, 6", FG Supply, Fuel Gas Filter, 771-VEVF-0654A | Valve, Shutdown | SD001.01
777-SDV-3000B | Shutdown Valve, 6", FG Supply, Fuel Gas Filter, 771-VEVF-0654B | Valve, Shutdown | SD001.01
777-SDV-3000C | Shutdown Valve, 6", FG Supply, Fuel Gas Filter, 771-VEVF-0654C | Valve, Shutdown | SD001.01
777-SPSM-0502 | Screen Mesh, Fuel Gas Ventilation Fan Skid A | Screen Mesh | IC002.01.02
777-SPSM-0503 | Screen Mesh, Flame Screen, Air Inlet, IG Generator Skid A | Screen Mesh | IC004.01.03
777-SPSM-0505 | Screen Mesh, Fuel Gas Ventilation Fan Skid B | Screen Mesh | IC002.01.02
777-SPSM-0506 | Screen Mesh, Air Inlet, IG Generator Skid B | Screen Mesh | IC004.01.03
128-PSV-2539-1 | Pressure Safety Valve, 1D2, Inlet, Production Demulsifier Pump A/B | PSV-Conventional | PC005.01.01
128-PSV-2539-2 | Pressure Safety Valve, 1D2, Inlet, Production Demulsifier Pump A/B | PSV-Conventional | PC005.01.01
128-PSV-2546-1 | Pressure Safety Valve, 2J3, Demulsifier Vessel | PSV-Conventional | PC005.01.01
128-PSV-2546-2 | Pressure Safety Valve, 2J3, Demulsifier Vessel | PSV-Conventional | PC005.01.01
128-PSV-2573-1 | Pressure Safety Valve, 1.5D2, Subsea Demulsifier, Inlet, 128-PKCI-0814/0815 | PSV-Conventional | PC005.01.01
128-PSV-2573-2 | Pressure Safety Valve, 1.5D2, Subsea Demulsifier, Inlet, 128-PKCI-0814/0815 | PSV-Conventional | PC005.01.01
128-PSV-2873-1 | Pressure Safety Valve, 1.5D2, Subsea Foam Inhibitor, Inlet, 128-PKCI-0814/0815 | PSV-Conventional | PC005.01.01
128-PSV-2873-2 | Pressure Safety Valve, 1.5D2, Subsea Foam Inhibitor, Inlet, 128-PKCI-0814/0815 | PSV-Conventional | PC005.01.01
331-PUCE-5010A | Pump, Fire Water, Jockey, A | Pump Centrifugal | PS008.01
331-PUCE-5010B | Pump, Fire Water, Jockey, B | Pump Centrifugal | PS008.01
331-SEFM-6100A | Inergen Gaseous, Fire Fighting System, Aft Machinery Space | Fire Fighting System, FM200 | PS005.01
331-SEFM-6100B | Inergen Gaseous, Fire Fighting System, Aft Machinery Space | Fire Fighting System, FM200 | PS005.01
331-SEFM-6300B | Inergen Gaseous, Fire Fighting System, Gaseous Extinguishing Pkg, Paint Store | Fire Fighting System, FM200 | PS005.01
331-SEWM-0605A | Water Mist Fire Fighting System, Main/Injection Gas Turbine Driver A | Fire Fighting System, Water Mist | PS005.01
331-SEWM-0605B | Water Mist Fire Fighting System, Main/Injection Gas Turbine Driver B | Fire Fighting System, Water Mist | PS005.01
331-SEWM-0605C | Water Mist Fire Fighting System, Main/Injection Gas Turbine Driver C | Fire Fighting System, Water Mist | PS005.01
553-GDHY-6680A | Hydrogen Gas Detector, Local Equipment Room Module, Level 2 | Gas Detector, other | DS001.02
553-GDHY-6680B | Hydrogen Gas Detector, Local Equipment Room Module, Level 2 | Gas Detector, other | DS001.02
LP-FLARE-TIP-PF-12/20-GA | LP Flare Tip | Flare Tip | PC005.01.02
772-TT-7216 | Temperature Transmitter, Feed Gas Membrane Heater, 772-HEST-0201 | Transmitter, Temperature | SD002.03.02
128-SDV-2004 | Shutdown Valve, 2", Inlet, Asphaltene Inhibitor Distribution Rack | Valve, Shutdown | SD001.01
128-SDV-2005 | Shutdown Valve, 2", Inlet, Wax Inhibitor Distribution Rack | Valve, Shutdown | SD001.01
128-SDV-2006 | Shutdown Valve, 3", Inlet, Ethanol/MEG Distribution Rack | Valve, Shutdown | SD001.01
128-SDV-2007 | Shutdown Valve, 2", Inlet, H2S Scavenger Distribution Rack | Valve, Shutdown | SD001.01
128-SDV-2008 | Shutdown Valve, 1.5", Inlet, Scale Inhibitor Distribution Rack | Valve, Shutdown | SD001.01
331-MOV-1100 | Motor Operated Valve, XXX", Fwd Main Deck | Motor Operated valve | PS003.01.01
331-MOV-1110 | Motor Operated Valve, XXX", Fwd Main Deck | Motor Operated valve | PS003.01.01
331-MOV-3015 | Motor Operated Valve, 8", Isolation, FW From Ring Main To Helideck | Motor Operated valve | PS003.01.01
331-MOV-5501 | Motor Operated Valve, 6", Isol, FW To Helideck Foam Monitor, 331-SEMF-5511 | Motor Operated valve | PS003.01.02
331-MOV-5502 | Motor Operated Valve, 6", Isol, FW To Helideck Foam Monitor, 331-SEMF-5512 | Motor Operated valve | PS003.01.02
331-MOV-5503 | Motor Operated Valve, 6", Isol, FW To Helideck Foam Monitor, 331-SEMF-5513 | Motor Operated valve | PS003.01.02
331-MOV-5504 | Motor Operated Valve, 6", Isol, FW To Helideck Foam Monitor, 331-SEMF-5513 | Motor Operated valve | PS003.01.02
664-HYAT-5100 | Accumulator, 664-SDV-3107, Inlet, AFT Cargo Offloading Hose Reel | Hydraulic Accumulator | PC003.01
664-HYAT-5200 | Accumulator, 664-SDV-3107, Inlet, AFT Cargo Offloading Hose Reel | Hydraulic Accumulator | PC003.01
331-HS-3460 | Push Button, 331-SEDP-0103 | Input device on/off Push button | PS008.02.02
664-PSE-3110 | Pressure Safety Element, Shutdown, Inlet, AFT Offloading Surge Vessel | Rupture Disk | PC005.01.01
664-PSE-3160 | Pressure Safety Element, Shutdown, Inlet, FWD Offloading Surge Vessel | Rupture Disk | PC005.01.01
772-PSE-7217 | Pressure Safety Element, HP Warm Flare, 772-HEST-0201 | Rupture Disk | PC005.01.01
772-PSE-7220 | Pressure Safety Element, HP Warm Flare, 772-HEST-0201 | Rupture Disk | PC005.01.01
772-PST-4012 | Pressure Transmitter, 772-VEPR-0101 [NR13] | Transmitter, Pressure | SD002.03.01
772-PST-4602 | Pressure Transmitter, 772-VEPR-0108 [NR13] | Transmitter, Pressure | SD002.03.01
772-PST-7223 | Pressure Transmitter, Heating Medium, 772-HEST-0201 [NR13] | Transmitter, Pressure | SD002.03.01
772-PST-7756 | Pressure Transmitter, Gas Coalescer Filter A, 772-VESE-0007 [NR13] | Transmitter, Pressure | SD002.03.01
772-PSV-4115 | Pressure Safety Valve, 1D2, 772-VEVF-0103 | PSV-Conventional | PC005.01.01
113-VAGA-0508 | Manual Valve, 2", Drain, Suction, Hose Reel Drain Pump | Valve, Gate | ER008.01.01
114-SPFA-0601 | Screen Mesh, Flame Arrestor, Sewage Treatment Plant | Screen Mesh | IC002.01.02
553-GDCD-2697 | Gas Detector, CO2/SB, Fuel Gas Treatment Module, Pancake Level | Hydrocarbon Gas Detector | DS001.02
553-GDCD-2698 | Gas Detector, CO2/SB, Fuel Gas Treatment Module, Pancake Level | Hydrocarbon Gas Detector | DS001.02
553-GDCD-2699 | Gas Detector, CO2/SB, Fuel Gas Treatment Module, Pancake Level | Hydrocarbon Gas Detector | DS001.02
553-GDCD-3781 | Gas Detector, CO2 Compressor, CO2 Compression Module, Pancake Level | Hydrocarbon Gas Detector | DS001.02
553-GDCD-3782 | Gas Detector, CO2 Compressor, CO2 Compression Module, Pancake Level | Hydrocarbon Gas Detector | DS001.02
553-GDCD-3783 | Gas Detector, CO2 Compressor, CO2 Compression Module, Pancake Level | Hydrocarbon Gas Detector | DS001.02
553-GDCD-3784 | Gas Detector, CO2 Compressor, CO2 Compression Module, Pancake Level | Hydrocarbon Gas Detector | DS001.02
553-GDCD-3785 | Gas Detector, CO2 Compressor, CO2 Compression Module, Level 1 | Hydrocarbon Gas Detector | DS001.02
553-GDCD-3786 | Gas Detector, CO2 Compressor, CO2 Compression Module, Level 1 | Hydrocarbon Gas Detector | DS001.02
553-GDCD-3787 | Gas Detector, CO2 Compressor, CO2 Compression Module, Level 1 | Hydrocarbon Gas Detector | DS001.02
553-GDCD-3788 | Gas Detector, CO2 Compressor, CO2 Compression Module, Level 2 | Hydrocarbon Gas Detector | DS001.02
553-GDCD-3789 | Gas Detector, CO2 Compressor, CO2 Compression Module, Level 2 | Hydrocarbon Gas Detector | DS001.02
553-GDCD-3790 | Gas Detector, CO2 Compressor, CO2 Compression Module, Level 2 | Hydrocarbon Gas Detector | DS001.02
553-GDCD-3791 | Gas Detector, CO2 Compressor, CO2 Compression Module, Level 1 | Hydrocarbon Gas Detector | DS001.02
553-GDCD-3792 | Gas Detector, CO2 Compressor, CO2 Compression Module, Pancake Level | Hydrocarbon Gas Detector | DS001.02
553-GDCD-3793 | Gas Detector, CO2 Compressor, CO2 Compression Module, Pancake Level | Hydrocarbon Gas Detector | DS001.02
553-GDCD-3794 | Gas Detector, CO2 Compressor, CO2 Compression Module, Pancake Level | Hydrocarbon Gas Detector | DS001.02
553-GDCD-3795 | Gas Detector, CO2 Compressor, CO2 Compression Module, Pancake Level | Hydrocarbon Gas Detector | DS001.02
553-GDCD-3796 | Gas Detector, CO2 Compressor, CO2 Compression Module, Pancake Level | Hydrocarbon Gas Detector | DS001.02
553-GDCD-3797 | Gas Detector, CO2 Compressor, CO2 Compression Module, Pancake Level | Hydrocarbon Gas Detector | DS001.02
553-GDCD-3798 | Gas Detector, CO2 Compressor, CO2 Compression Module, Level 1 | Hydrocarbon Gas Detector | DS001.02
553-GDCD-3799 | Gas Detector, CO2 Compressor, CO2 Compression Module, Level 2 | Hydrocarbon Gas Detector | DS001.02
874-CMVK-2326 | CCTV System, Ex (HAZARDOUS AREA) Fixed Camera Unit, Fixed Boom Crane, Fwd PS | CCTV System | ER003.02
874-NAPH-1488 | Photocell, Knuckle Boom Crane, Aft SB | Photocell | PS001.03
874-NAPH-2488 | Photocell, Fixed Boom Crane, Fwd PS | Photocell | PS001.03
957-LSHH-0214 | Level Switch, Shutdown, COT 2 PS, Tank Gauging Overfill Alarm System | Level Switch | SI001.01.01
108-COSC-2101A | Compressor, Screw, No1,LER HVAC Package A | Compressor, Screw | IC001.01.01
108-COSC-2101B | Compressor, Screw, No1,LER HVAC Package B | Compressor, Screw | IC001.01.01
108-COSC-2102A | Compressor, Screw, No2,LER HVAC Package A | Compressor, Screw | IC001.01.01
108-COSC-2102B | Compressor, Screw, No2,LER HVAC Package B | Compressor, Screw | IC001.01.01
108-HVAU-0001A | Air Conditioning Unit, WCCU, 108-HVAH-0004A | Air Conditioning Unit | IC001.01.01
108-HVAU-0001B | Air Conditioning Unit, WCCU, 108-HVAH-0004B | Air Conditioning Unit | IC001.01.01
108-HVFA-2100A | Fan, Centrifugal, Air Supply, AHU, LER HVAC Package A | Fan | IC001.01.01
108-HVFA-2100B | Fan, Centrifugal, Air Supply, AHU, LER HVAC Package B | Fan | IC001.01.01
553-IR-8502A-1 | Flame IR Detector, Turbine Enclosure, Main/Inj Gas Compr, Trn A | Flame detector | DS001.01
553-IR-8502A-2 | Flame IR Detector, Turbine Enclosure, Main/Inj Gas Compr, Trn A | Flame detector | DS001.01
553-IR-8502A-3 | Flame IR Detector, Turbine Enclosure, Main/Inj Gas Compr, Trn A | Flame detector | DS001.01
553-IR-8502B-1 | Flame IR Detector, Turbine Enclosure, Main/Inj Gas Compr, Trn B | Flame detector | DS001.01
553-IR-8502B-2 | Flame IR Detector, Turbine Enclosure, Main/Inj Gas Compr, Trn B | Flame detector | DS001.01
553-IR-8502B-3 | Flame IR Detector, Turbine Enclosure, Main/Inj Gas Compr, Trn B | Flame detector | DS001.01
553-IR-8502C-1 | Flame IR Detector, Turbine Enclosure, Main/Inj Gas Compr, Trn C | Flame detector | DS001.01
553-IR-8502C-2 | Flame IR Detector, Turbine Enclosure, Main/Inj Gas Compr, Trn C | Flame detector | DS001.01
553-IR-8502C-3 | Flame IR Detector, Turbine Enclosure, Main/Inj Gas Compr, Trn C | Flame detector | DS001.01
557-PST-0775-1 | Pressure Transmitter, Safety Shutdown, Tank Pressure, OFFSPEC COT PS | Transmitter, Pressure | SD002.03.01
565-CMPD-3001A | PAGA System, MDF A Cabinet, Radio Room, A Deck | PAGA System | ER003.02
565-CMPD-9001B | PAGA System, MDF B Cabinet, TER, Navigation Deck | PAGA System | ER003.02
661-PST-0210-1 | Pressure Transmitter, Safety S/down, Prod Fluids To HP Sep, Production Manifold | Transmitter, Pressure | SD002.03.01
661-PST-0210-2 | Pressure Transmitter, Safety S/down, Prod Fluids To HP Sep, Production Manifold | Transmitter, Pressure | SD002.03.01
661-PST-0210-3 | Pressure Transmitter, Safety S/down, Prod Fluids To HP Sep, Production Manifold | Transmitter, Pressure | SD002.03.01
661-PST-0406-1 | Pressure Transmitter, Safety Shutdown, Prod Fluids To Test Heater, Test Manifold | Transmitter, Pressure | SD002.03.01
661-PST-0406-2 | Pressure Transmitter, Safety Shutdown, Prod Fluids To Test Heater, Test Manifold | Transmitter, Pressure | SD002.03.01
661-PST-0406-3 | Pressure Transmitter, Safety Shutdown, Prod Fluids To Test Heater, Test Manifold | Transmitter, Pressure | SD002.03.01
331-HS-3560 | Push Button, 331-SEDP-0104 | Input device on/off Push button | PS008.02.02
331-HS-3570 | Push Button, 331-SEDP-0105 | Input device on/off Push button | PS008.02.02
331-HS-3580 | Push Button, 331-SEDP-0111 | Input device on/off Push button | PS008.02.02
331-HS-3650 | Push Button, 331-SEDP-0106 | Input device on/off Push button | PS008.02.02
331-HS-3670 | Push Button, 331-SEDP-0112 | Input device on/off Push button | PS008.02.02
331-HS-3690 | Push Button, 331-SEDP-0107 | Input device on/off Push button | PS008.02.02
331-HS-3750 | Push Button, 331-SEDP-0108 | Input device on/off Push button | PS008.02.02
331-HS-3850 | Push Button, 331-SEDP-0113 | Input device on/off Push button | PS008.02.02
664-PST-3111 | Pressure Transmitter, Shutdown, Crude Oil To FWD Offloading | Transmitter, Pressure | SD002.03.01
664-PST-3115 | Pressure Transmitter, Safety, Shutdown, AFT Offloading Surge Vessel [NR13] | Transmitter, Pressure | SD002.03.01
664-PST-3165 | Pressure Transmitter, Safety, Shutdown, FWD Offloading Surge Vessel [NR13] | Transmitter, Pressure | SD002.03.01
664-PSV-2102 | Pressure Safety Valve, 1", Strainer, 664-VEVF-7101 | PSV-Conventional | PC005.01.01
664-PSV-2202 | Pressure Safety Valve, 1", Strainer, 664-VEVF-7102 | PSV-Conventional | PC005.01.01
664-PSV-2302 | Pressure Safety Valve, 1", Strainer, 664-VEVF-7103 | PSV-Conventional | PC005.01.01
664-PSV-2402 | Pressure Safety Valve, 1", Strainer, 664-VEVF-7104 | PSV-Conventional | PC005.01.01
664-PSV-2502 | Pressure Safety Valve, 1", Strainer, 664-VEVF-7105 | PSV-Conventional | PC005.01.01
664-PSV-2601 | Pressure Safety Valve, 1"x2", Indication, Cal Stream, TS170 Metering Pkge | PSV-Conventional | PC005.01.01
331-HS-4650 | Push Button, 331-SEDP-0110 | Input device on/off Push button | PS008.02.02
331-GEFO-0100 | Fireman Outfit Locker, Jacket and Trousers, Firemans Equipment, Safety Equipment | Locker, Fireman Outfit | LS003.01.01
667-PST-2010 | Pressure Transmitter, Safety, Shutdown, MGO LP Header, 667-HEST-0004 [NR13] | Transmitter, Pressure | SD002.03.01
667-PST-5104 | Pressure Transmitter, Safety, Shutdown, Service Fluid Line, 667-VEPT-0030 | Transmitter, Pressure | SD002.03.01
667-PSV-5107 | Pressure Safety Valve, 1.5D3, HP Flare Gas Cold Header, 667-VEPT-0003 | PSV-Conventional | PC005.01.01
667-SDV-2005 | Shutdown Valve, 4", MGO LP Service Header, 667-HEST-0004 | Valve, Shutdown | SD001.01
667-SDV-2006 | Shutdown Valve, 3", MGO LP Service Header, 667-HEST-0004 | Valve, Shutdown | SD001.01
667-TST-2004 | Temperature Transmitter, Safety Shutdown, MGO LP Service Header, 667-HEST-0004 | Transmitter, Temperature | SD002.03.02
667-TST-5103 | Temperature Transmitter, Safety, Shutdown, HP/LP Service Fluid, 667-VEPT-0030 | Transmitter, Temperature | SD002.03.02
771-BDV-0930 | Blowdown Valve, 4", Outlet, Safety Knock Out Drum | Valve, Blowdown | PC005.01.03
772-PSV-4125 | Pressure Safety Valve, 1D2, 772-VEVF-0120 | PSV-Conventional | PC005.01.01
772-PSV-4201 | Pressure Safety Valve, 1D2, Rich Teg, 772-HEHP-0105 | PSV-Conventional | PC005.01.01
772-SDV-1107 | Shutdown Valve, 6", FC, 772-VESB-0001 | Valve, Shutdown | SD001.01
772-SDV-1701 | Shutdown Valve, Lean Glycol Teg Reg Pkg, 772-VECO-0003 | Valve, Shutdown | SD001.01
772-SDV-1707 | Shutdown Valve, Condensate FWKO Drum, 772-VECO-0003 | Valve, Shutdown | SD001.01
772-SDV-1725 | Shutdown Valve, Condensate Teg Flash Drum, 772-VECO-0003 | Valve, Shutdown | SD001.01
772-SDV-1732 | Shutdown Valve, Rich Glycol Teg Reg Pkg, 772-VECO-0003 | Valve, Shutdown | SD001.01
772-SDV-4007 | Shutdown Valve, 2", Condensate To LP De-Gasser, 772-VEPR-0101 | Valve, Shutdown | SD001.01
772-SDV-4008 | Shutdown Valve, 3", Teg To Particulate Filters, 772-VEPR-0101 | Valve, Shutdown | SD001.01
772-SDV-6300 | Shutdown Valve, 20", Shutdown Valve, Gas HP Separator, 772-HEST-0004 | Valve, Shutdown | SD001.01
772-SDV-6301 | Shutdown Valve, 2", FC, Gas HP Separator, 772-HEST-0004 | Valve, Shutdown | SD001.01
553-GDGP-2420 | Portable Gas Detector, AER, Main Deck, Fire Zone 11 | Portable Gas Detector (Obsolete) | LS002.01.03
553-GDHY-1025 | Hydrogen Gas Detector, Navigation Deck, Fire Zone 11 | Gas Detector, other | DS001.02
553-GDHY-1034 | Hydrogen Gas Detector, Battery Room, Navigation Deck, Fire Zone 11 | Gas Detector, other | DS001.02
553-GDHY-1035 | Hydrogen Gas Detector, Battery Room, Navigation Deck, Fire Zone 11 | Gas Detector, other | DS001.02
553-GDHY-2420 | Hydrogen Gas Detector, AER, Main Deck, Fire Zone 11 | Gas Detector, other | DS001.02
553-GDHY-2421 | Hydrogen Gas Detector, AER, Main Deck, Fire Zone 11 | Gas Detector, other | DS001.02
553-GDOX-2310 | Oxygen Gas Detector, B DECK, FIRE ZONE 11 | Gas Detector, other | DS001.02
553-GDOX-2311 | Oxygen Gas Detector, B DECK, FIRE ZONE 11 | Gas Detector, other | DS001.02
553-GDOX-4510 | Gas Detector, Nitrogen Buffer Vessel, AFT Machinery Space Deck 4, Fire Zone 14 | Hydrocarbon Gas Detector | DS001.02
553-GDOX-4511 | Gas Detector, Nitrogen Buffer Vessel, AFT Machinery Space Deck 4, Fire Zone 14 | Hydrocarbon Gas Detector | DS001.02
553-GIR-2701B | Gas Detector, Vapour Recovery, Gas Conditioning Module, Pancake Level | Hydrocarbon Gas Detector | DS001.02
553-GIR-6569A | Gas Detector, Local Equipment Room Module, Level 4 (Roof Top) | Hydrocarbon Gas Detector | DS001.02
553-GIR-6569B | Gas Detector, Local Equipment Room Module, Level 4 (Roof Top) | Hydrocarbon Gas Detector | DS001.02
553-GIR-6570A | Gas Detector, Local Equipment Room Module, Level 4 (Roof Top) | Hydrocarbon Gas Detector | DS001.02
553-GIR-6570B | Gas Detector, Local Equipment Room Module, Level 4 (Roof Top) | Hydrocarbon Gas Detector | DS001.02
553-GIR-6571A | Gas Detector, Local Equipment Room Module, Level 4 (Roof Top) | Hydrocarbon Gas Detector | DS001.02
553-GIR-6571B | Gas Detector, Local Equipment Room Module, Level 4 (Roof Top) | Hydrocarbon Gas Detector | DS001.02
553-GIR-6572A | Gas Detector, Local Equipment Room Module, Level 4 (Roof Top) | Hydrocarbon Gas Detector | DS001.02
553-GIR-6572B | Gas Detector, Local Equipment Room Module, Level 4 (Roof Top) | Hydrocarbon Gas Detector | DS001.02
553-GIR-6572C | Gas Detector, Local Equipment Room Module, Level 4 (Roof Top) | Hydrocarbon Gas Detector | DS001.02
553-GIR-6573A | Gas Detector, Local Equipment Room Module, Level 4 (Roof Top) | Hydrocarbon Gas Detector | DS001.02
553-GIR-6573B | Gas Detector, Local Equipment Room Module, Level 4 (Roof Top) | Hydrocarbon Gas Detector | DS001.02
664-MEQR-5300 | Quick Release Hook, Mooring, AFT | Quick Release Hook | PC003.01.01
664-MEQR-6300 | Quick Release Hook, Mooring, FWD | Quick Release Hook | PC003.01.01
664-SPSF-5100 | Breakaway Coupling, Hose Coupler, AFT | Breakaway coupling | PC003.01.02
664-SPSF-6110 | Breakaway Coupling, Hose Coupler, FWD | Breakaway coupling | PC003.01.02
664-VEVF-7101 | Vessel Filter, Stream 1, TS170 Metering Package | Filter, Vessel | PC002.04
664-VEVF-7102 | Vessel Filter, Stream 2, TS170 Metering Package | Filter, Vessel | PC002.04
664-VEVF-7103 | Vessel Filter, Stream 3, TS170 Metering Package | Filter, Vessel | PC002.04
664-VEVF-7104 | Vessel Filter, Stream 4, TS170 Metering Package | Filter, Vessel | PC002.04
664-VEVF-7105 | Vessel Filter, Calibration Stream, TS170 Metering Package | Filter, Vessel | PC002.04
666-SPBX-0001 | Drain Box, Laboratory Equipment Package | Box, Drain | ER008.01.02
108-HVFC-2101A | Air Conditioning Unit, Evaporator No1, AHU, LER HVAC Package A | Air handling Unit | IC001.01.01
108-HVFC-2101B | Air Conditioning Unit, Evaporator No1, AHU, LER HVAC Package B | Air handling Unit | IC001.01.01
108-HVFC-2102A | Air Conditioning Unit, Evaporator No2, AHU, LER HVAC Package A | Air handling Unit | IC001.01.01
108-HVFC-2102B | Air Conditioning Unit, Evaporator No2, AHU, LER HVAC Package B | Air handling Unit | IC001.01.01
108-HVFC-2103A | Air Conditioning Unit, Condenser No1, Air Cooled, LER HVAC Package A | Air Conditioning Unit | IC001.01.01
108-HVFC-2103B | Air Conditioning Unit, Condenser No1, Air Cooled, LER HVAC Package B | Air Conditioning Unit | IC001.01.01
108-HVFC-2104A | Air Conditioning Unit, Condenser No2, Air Cooled, LER HVAC Package A | Air Conditioning Unit | IC001.01.01
108-HVFC-2104B | Air Conditioning Unit, Condenser No2, Air Cooled, LER HVAC Package B | Air Conditioning Unit | IC001.01.01
661-PST-0603-1 | Pressure Transmitter, Safety Shutdown, HI Sep Production Manifold | Transmitter, Pressure | SD002.03.01
661-PST-0603-2 | Pressure Transmitter, Safety Shutdown, HI Sep Production Manifold | Transmitter, Pressure | SD002.03.01
661-PST-0603-3 | Pressure Transmitter, Safety Shutdown, HI Sep Production Manifold | Transmitter, Pressure | SD002.03.01
662-PSV-0808-1 | Pressure Safety Valve, 1D2, Crude Oil Cooler HP Flare Gas To Flare Subheader | PSV-Conventional | PC005.01.01
662-PSV-0808-2 | Pressure Safety Valve, 1D2, Crude Oil Cooler HP Flare Gas To Flare Subheader | PSV-Conventional | PC005.01.01
771-FO-1125A | Orifice, Outlet, Blowdown Valve, 771-BDV-1126A | Flow Orifice | PC005.01.03
771-FO-1125B | Orifice, Outlet, Blowdown Valve, 771-BDV-1126B | Flow Orifice | PC005.01.03
772-SDV-7701 | Shutdown Valve, Bypass-772-SDV-7802 | Valve, Shutdown | SD001.01
772-SDV-7703 | Shutdown Valve, Gas Fuel Gas Scrubber, 772-HEST-0009 | Valve, Shutdown | SD001.01
772-SDV-7704 | Shutdown Valve, Bypass-772-SDV-7703 | Valve, Shutdown | SD001.01
772-SDV-7759 | Shutdown Valve, Gas Coalescer Filter A, 772-VESE-0007 | Valve, Shutdown | SD001.01
772-SDV-7802 | Shutdown Valve, Gas Teg Contactor, 772-HEST-0009 | Valve, Shutdown | SD001.01
772-SDV-7805 | Shutdown Valve, Condensate FWKP Drum, TS HC Dewpoint Gas Conden Exch | Valve, Shutdown | SD001.01
772-SDV-7809 | Shutdown Valve, Gas Condensate Exchanger, 772-VESE-0007 | Valve, Shutdown | SD001.01
772-SDV-7872 | Shutdown Valve, Close Refrigerant Comp Superheater HM Supply SDV | Valve, Shutdown | SD001.01
772-TST-0091 | Temperature Transmitter, Teg Reb Offgas VRU Eductor, TS Teg Regen Pkg 1 | Transmitter, Temperature | SD002.03.02
116-EFGU-1131 | Grounding Reel, Dispensing Skid |  | IC002.01.02
553-GIR-6573C | Gas Detector, Local Equipment Room Module, Level 4 (Roof Top) | Hydrocarbon Gas Detector | DS001.02
553-GIR-6574A | Gas Detector, Local Equipment Room Module, Level 1 | Hydrocarbon Gas Detector | DS001.02
553-GIR-6574B | Gas Detector, Local Equipment Room Module, Level 1 | Hydrocarbon Gas Detector | DS001.02
553-GIR-6575A | Gas Detector, Local Equipment Room Module, Level 4 (Roof Top) | Hydrocarbon Gas Detector | DS001.02
553-GIR-6575B | Gas Detector, Local Equipment Room Module, Level 4 (Roof Top) | Hydrocarbon Gas Detector | DS001.02
553-GIR-6681A | Gas Detector, Local Equipment Room Module, Level 4 (Roof Top) | Hydrocarbon Gas Detector | DS001.02
553-GIR-6681B | Gas Detector, Local Equipment Room Module, Level 4 (Roof Top) | Hydrocarbon Gas Detector | DS001.02
553-GIR-6682A | Gas Detector, Local Equipment Room Module, Level 4 (Roof Top) | Hydrocarbon Gas Detector | DS001.02
553-GIR-6682B | Gas Detector, Local Equipment Room Module, Level 4 (Roof Top) | Hydrocarbon Gas Detector | DS001.02
553-GIR-6683A | Gas Detector, Local Equipment Room Module, Level 4 (Roof Top) | Hydrocarbon Gas Detector | DS001.02
553-GIR-6683B | Gas Detector, Local Equipment Room Module, Level 4 (Roof Top) | Hydrocarbon Gas Detector | DS001.02
553-GIR-6683C | Gas Detector, Local Equipment Room Module, Level 4 (Roof Top) | Hydrocarbon Gas Detector | DS001.02
553-GIR-8700B | Gas Detector, Vapour Recovery, Gas Conditioning Module, Pancake Level | Hydrocarbon Gas Detector | DS001.02
553-GIR-8701B | Gas Detector, IR, Enclosure, VRU Package, Trn B | Hydrocarbon Gas Detector | DS001.02
553-GRX--3398 | Gas Detector, HP Separator, HP Separation Module, Level 4 | Hydrocarbon Gas Detector | DS001.02
553-GRX-37690 | Gas Detector, CO2 Compressor, CO2 Compression Module, Level 1 | Hydrocarbon Gas Detector | DS001.02
556-NAAO-1000 | Marine Lantern Main 1, Main Deck | Lantern, Marine | PS001.03
556-NAAO-1001 | Marine Lantern Main 2, Forecastle Deck | Lantern, Marine | PS001.03
556-NAAO-1002 | Marine Lantern Subsidiary 1, Main Deck | Lantern, Marine | PS001.03
556-NAAO-1003 | Marine Lantern Subsidiary 2, Main Deck | Lantern, Marine | PS001.03
556-NAAO-1501 | Obstruction Light, IG Vent Stack | Light, Obstruction | PS001.03
667-PDST-5204 | Pressure Transmitter, Differential, Safety Shutdown, 667-SDV-5205 | Transmitter, Pressure | SD002.03.01
667-PURE-0002 | Pump, HP Service Pump, Topsides HP Service Pump Package | Pump, Reciprocating | PC002.01
667-PURO-0203 | Pump, Sealing Oil, Main HP Service Pump | Pump Rotary | PC002.01
667-SPSR-1108 | Strainer, 2", Inlet, Jet MIxing, Fiscal Oil Metering, 667-FX-1108 | Strainer | PC002.02
667-SVCH-1021 | Check Valve, 8", Dissimilar, HP/LP Service Fluid To WAG Slot A Pig Launcher 6 | Valve, Check | PC005.01.01
111-EEBY-6101A | Battery, Box No1,Starting, Emergency Generator Room, Main Deck | Battery | ER002.01
111-EEBY-6101B | Battery, Box No2,Starting, Emergency Generator Room, Main Deck | Battery | ER002.01
111-EEBY-6102A | Battery, Box No3,Starting, Emergency Generator Room, Main Deck | Battery | ER002.01
111-EEBY-6102B | Battery, Box No4,Starting, Emergency Generator Room, Main Deck | Battery | ER002.01
667-PSV-5200-1 | Pressure Safety Valve, 1.5F3, HP Flare Gas Flare Subheader, LP Service Header | PSV-Conventional | PC005.01.01
667-PSV-5200-2 | Pressure Safety Valve, 1.5F3, HP Flare Gas Flare Subheader, LP Service Header | PSV-Conventional | PC005.01.01
667-PURE-0001A | Pump, Main, LP Service, A, Well Service Pump Package A | Pump, Reciprocating | PC002.01
667-PURE-0001B | Pump, Main, LP Service, B, Well Service Pump Package B | Pump, Reciprocating | PC002.01
667-PURE-0001C | Pump, Main, LP Service, C, Well Service Pump Package C | Pump, Reciprocating | PC002.01
667-PURO-0103A | Pump, Lube Oil, Main LP Service Pump, Well Service Pump Package A | Pump Rotary | PC002.01
667-PURO-0103B | Pump, Lube Oil, Main LP Service Pump, Well Service Pump Package B | Pump Rotary | PC002.01
667-PURO-0103C | Pump, Lube Oil, Main LP Service Pump, Well Service Pump Package C | Pump Rotary | PC002.01
667-PURO-0104A | Pump, Lube Oil, Gearbox, Well Service Pump Package A | Pump Rotary | PC002.01
667-PURO-0104B | Pump, Lube Oil, Gearbox, Well Service Pump Package B | Pump Rotary | PC002.01
667-PURO-0104C | Pump, Lube Oil, Gearbox, Well Service Pump Package C | Pump Rotary | PC002.01
667-PURO-0105A | Pump, Sealing Oil, Well Service Pump Package A | Pump Rotary | PC002.01
667-PURO-0105B | Pump, Sealing Oil, Well Service Pump Package B | Pump Rotary | PC002.01
667-PURO-0105C | Pump, Sealing Oil, Well Service Pump Package C | Pump Rotary | PC002.01
331-PSL-0100 | Pressure Switch, Alarm, Main FWP No1 | Pressure Switch | PS008.01
331-PSL-0200 | Pressure Switch, Alarm, Main FWP No2 | Pressure Switch | PS008.01
331-PSL-0300 | Pressure Switch, Alarm, Main FWP No3 | Pressure Switch | PS008.01
331-PSL-0400 | Pressure Switch, Alarm, Main FWP No4 | Pressure Switch | PS008.01
331-PST-1100 | Pressure Transmitter, Alarm, Deluge Valve, 331-SVDV-1100 | Transmitter, Pressure | SD002.03.01
331-PST-1110 | Pressure Transmitter, Alarm, Deluge Valve, 331-SVDV-1110 | Transmitter, Pressure | SD002.03.01
331-PST-1251 | Pressure Transmitter, Alarm, Deluge Valve, 331-SVDV-0201 | Transmitter, Pressure | SD002.03.01
331-PST-1351 | Pressure Transmitter, Alarm, Deluge Valve, 331-SVDV-0202 | Transmitter, Pressure | SD002.03.01
331-PST-1451 | Pressure Transmitter, Alarm, Deluge Valve, 331-SVDV-0203 | Transmitter, Pressure | SD002.03.01
331-PST-1551 | Pressure Transmitter, Alarm, Deluge Valve, 331-SVDV-0204 | Transmitter, Pressure | SD002.03.01
331-PST-1651 | Pressure Transmitter, Alarm, Deluge Valve, 331-SVDV-0205 | Transmitter, Pressure | SD002.03.01
331-PST-1751 | Pressure Transmitter, Alarm, Deluge Valve, 331-SVDV-0206 | Transmitter, Pressure | SD002.03.01
331-PST-1761 | Pressure Transmitter, Alarm, Deluge Valve, 331-SVDV-0211 | Transmitter, Pressure | SD002.03.01
331-PST-1771 | Pressure Transmitter, Alarm, Deluge Valve, 331-SVDV-0210 | Transmitter, Pressure | SD002.03.01
331-PST-1851 | Pressure Transmitter, Alarm, Deluge Valve, 331-SVDV-0207 | Transmitter, Pressure | SD002.03.01
771-FO-2129A | Orifice, Outlet, Blowdown Valve, 771-BDV-2128A | Flow Orifice | PC005.01.03
771-FO-2129B | Orifice, Outlet, Blowdown Valve, 771-BDV-2128B | Flow Orifice | PC005.01.03
771-FO-2129C | Orifice, Outlet, Blowdown Valve, 771-BDV-2128C | Flow Orifice | PC005.01.03
771-FO-3129A | Orifice, Outlet, Blowdown Valve, 771-BDV-3128A | Flow Orifice | PC005.01.03
771-FO-3129B | Orifice, Outlet, Blowdown Valve, 771-BDV-3128B | Flow Orifice | PC005.01.03
771-FO-3129C | Orifice, Outlet, Blowdown Valve, 771-BDV-3128C | Flow Orifice | PC005.01.03
771-FO-3133A | Orifice, Outlet, Blowdown Valve, 771-BDV-3132A | Flow Orifice | PC005.01.03
771-FO-3133B | Orifice, Outlet, Blowdown Valve, 771-BDV-3132B | Flow Orifice | PC005.01.03
771-FO-3133C | Orifice, Outlet, Blowdown Valve, 771-BDV-3132C | Flow Orifice | PC005.01.03
771-FO-3135A | Orifice, Outlet, Blowdown Valve, 771-BDV-3134A | Flow Orifice | PC005.01.03
771-FO-3135B | Orifice, Outlet, Blowdown Valve, 771-BDV-3134B | Flow Orifice | PC005.01.03
772-TST-1790 | Temperature Transmitter, Lean Glycol Teg Reg Pkg, 772-VECO-0003 | Transmitter, Temperature | SD002.03.02
772-TST-4604 | Temperature Transmitter, 772-VEPR-0108 | Transmitter, Temperature | SD002.03.02
772-TST-6306 | Temperature Transmitter, Safety, Shutdown, Gas Teg Inlet Scrubber, 772-HEST-0004 | Transmitter, Temperature | SD002.03.02
772-TST-7211 | Temperature Transmitter, Feed Gas Membrane Heater, 772-HEST-0201 | Transmitter, Temperature | SD002.03.02
773-PST-5104 | Pressure Transmitter, Shutdown, Outlet, Gas Lift Pig Launcher, 773-VEPT-0001 | Transmitter, Pressure | SD002.03.01
773-PST-5204 | Pressure Transmitter, Shutdown, Outlet, Gas Lift Pig Launcher, 773-VEPT-0002 | Transmitter, Pressure | SD002.03.01
773-PST-5304 | Pressure Transmitter, Shutdown, Outlet, Gas Lift Pig Launcher, 773-VEPT-0002 | Transmitter, Pressure | SD002.03.01
773-PST-5404 | Pressure Transmitter, Shutdown, Outlet, Gas Lift Pig Launcher, 773-VEPT-0004 | Transmitter, Pressure | SD002.03.01
773-PST-5504 | Pressure Transmitter, Shutdown, Outlet, Gas Lift Pig Launcher, 773-VEPT-0005 | Transmitter, Pressure | SD002.03.01
773-PST-5604 | Pressure Transmitter, Shutdown, Outlet, Gas Lift Pig Launcher, 773-VEPT-0006 | Transmitter, Pressure | SD002.03.01
773-PST-5704 | Pressure Transmitter, Shutdown, Outlet, Gas Lift Pig Launcher, 773-VEPT-0007 | Transmitter, Pressure | SD002.03.01
773-PST-5804 | Pressure Transmitter, Shutdown, Outlet, Gas Lift Pig Launcher, 773-VEPT-0008 | Transmitter, Pressure | SD002.03.01
773-PST-5904 | Pressure Transmitter, Shutdown, Outlet, Gas Lift Pig Launcher, 773-VEPT-0009 | Transmitter, Pressure | SD002.03.01
773-PST-6004 | Pressure Transmitter, Shutdown, Outlet, Gas Lift Pig Launcher, 773-VEPT-0010 | Transmitter, Pressure | SD002.03.01
773-PST-6104 | Pressure Transmitter, Shutdown, Outlet, Gas Lift Pig Launcher, 773-VEPT-0011 | Transmitter, Pressure | SD002.03.01
556-NAAO-1601 | Obstruction Light, Flare Structure | Light, Obstruction | PS001.03
556-NAAO-1602 | Obstruction Light, Flare Structure | Light, Obstruction | PS001.03
556-NAAO-1603 | Obstruction Light, Flare Structure | Light, Obstruction | PS001.03
556-NAAO-2001 | Obstruction Light, Obstruction Light, Aviation, Helideck | Light, Obstruction | PS001.03
556-NAAO-3001 | Obstruction Light, Obstruction Light, Aviation, Helideck | Light, Obstruction | PS001.03
556-NAAO-3002 | Obstruction Light, Obstruction Light, Aviation, Helideck | Light, Obstruction | PS001.03
556-NAFL-1001 | Flood Light, Helideck | Light, Flood | PS001.03
556-NAFL-1002 | Flood Light, Helideck | Light, Flood | PS001.03
556-NAFL-1003 | Flood Light, Helideck | Light, Flood | PS001.03
556-NAFL-1004 | Flood Light, Helideck | Light, Flood | PS001.03
556-NANS-9002 | UPS Battery, Battery Room | Battery | ER002.01
556-NANS-9003 | Battery Charger, Battery Charger, UPS Room | Battery | ER002.01
556-NAPL-1001 | Perimeter Light, Helideck | Perimeter Light | PS001.03
556-NAPL-1002 | Perimeter Light, Helideck | Perimeter Light | PS001.03
556-NAPL-1003 | Perimeter Light, Helideck | Perimeter Light | PS001.03
556-NAPL-1004 | Perimeter Light, Helideck | Perimeter Light | PS001.03
556-NAPL-1005 | Perimeter Light, Helideck | Perimeter Light | PS001.03
556-NAPL-1006 | Perimeter Light, Helideck | Perimeter Light | PS001.03
556-NAPL-1007 | Perimeter Light, Helideck | Perimeter Light | PS001.03
556-NAPL-1008 | Perimeter Light, Helideck | Perimeter Light | PS001.03
556-NAPL-1009 | Perimeter Light, Helideck | Perimeter Light | PS001.03
556-NAPL-1010 | Perimeter Light, Helideck | Perimeter Light | PS001.03
556-NAPL-1011 | Perimeter Light, Helideck | Perimeter Light | PS001.03
667-SVCH-1195 | Check Valve, 8", Dissimilar, HP/LP Service Fluid To WAG Slot A Pig Launcher 2 | Valve, Check | PC005.01.01
667-SVCH-1205 | Check Valve, 8", Dissimilar, HP/LP Service Fluid To WAG Slot A Pig Launcher 3 | Valve, Check | PC005.01.01
667-SVCH-1215 | Check Valve, 8", Dissimilar, HP/LP Service Fluid To WAG Slot A Pig Launcher 2 | Valve, Check | PC005.01.01
667-SVCH-1225 | Check Valve, 8", Dissimilar, HP/LP Service Fluid To WAG Slot A Pig Launcher 5 | Valve, Check | PC005.01.01
667-SVCH-1233 | Check Valve, Dissimilar, 8", LP Service Fluid, Topsides LP Service Header | Valve, Check | PC005.01.01
667-SVCH-1712 | Check Valve, 8", Dissimilar, HP/LP Service Fluid To WAG Slot A Pig Launcher 1 | Valve, Check | PC005.01.01
667-SVCH-2147 | Check Valve, 8", Dissimilar, HP/LP Service Fluid To WAG Slot A Pig Launcher 7 | Valve, Check | PC005.01.01
667-SVCH-2177 | Check Valve, Dissimilar, 8", HP/LP Service Fluid WAG Slot B I6, TS HP Serv Hdr | Valve, Check | PC005.01.01
667-SVCH-2179 | Check Valve, Dissimilar, 8", HP/LP Service Fluid WAG Slot B I5, TS HP Serv Hdr | Valve, Check | PC005.01.01
667-SVCH-2181 | Check Valve, Dissimilar, 8", HP/LP Service Fluid WAG Slot B I7, TS HP Serv Hdr | Valve, Check | PC005.01.01
667-SVCH-2206 | Check Valve, Dissimilar, 8", HP/LP Service Fluid Wag Slot B I3, TS HP Svc Hdr | Valve, Check | PC005.01.01
667-SVCH-2207 | Check Valve, Dissimilar, 8", HP/LP Service Fluid Wag Slot B I2, TS HP Svc Hdr | Valve, Check | PC005.01.01
667-SVCH-2208 | Check Valve, Dissimilar, 8", HP/LP Service Fluid Wag Slot B I1, TS HP Svc Hdr | Valve, Check | PC005.01.01
667-SVCH-2233 | Check Valve, Dissimilar, 3", MGO, Topsides Test Separator/MGO Circ Pump | Valve, Check | PC005.01.01
667-VACH-1020 | Check Valve, 8", Dissimilar, HP/LP Service Fluid To WAG Slot A Pig Launcher 6 | Valve, Check | PC005.01.01
667-VACH-1710 | Check Valve, 8", Dissimilar, HP/LP Service Fluid To WAG Slot A Pig Launcher 7 | Valve, Check | PC005.01.01
772-PSV-7012-1 | Pressure Safety Valve, 6R8, HP Cold Flare Gas Header, TS CO2 Removal Unit | PSV-Conventional | PC005.01.01
772-PSV-7012-2 | Pressure Safety Valve, 6R8, HP Cold Flare Gas Header, TS CO2 Removal Unit | PSV-Conventional | PC005.01.01
772-PSV-7012-3 | Pressure Safety Valve, 6R8, HP Cold Flare Gas Header, TS CO2 Removal Unit | PSV-Conventional | PC005.01.01
772-VEPR-0302A | Pressure Vessel, Feed Manifold, 772-PKCR-0300, Train 1 | Vessel, Pressure | PC002.04
772-VEPR-0302B | Pressure Vessel, Feed Manifold, 772-PKCR-0300, Train 2 | Vessel, Pressure | PC002.04
772-VEPR-0303A | Pressure Vessel, Non-Permeate Manifold, 772-PKCR-0300, Train 1 | Vessel, Pressure | PC002.04
772-VEPR-0303B | Pressure Vessel, Non-Permeate Manifold, 772-PKCR-0300, Train 2 | Vessel, Pressure | PC002.04
772-VEPR-0304A | Pressure Vessel, Permeate Manifold, 772-PKCR-0300, Train 1 | Vessel, Pressure | PC002.04
772-VEPR-0304B | Pressure Vessel, Permeate Manifold, 772-PKCR-0300, Train 2 | Vessel, Pressure | PC002.04
772-VEVF-0203A | Vessel Filter, Cartridge Filter, 772-PKCR-0200 | Filter, Vessel | PC002.04
772-VEVF-0203B | Vessel Filter, Cartridge Filter, 772-PKCR-0200 | Filter, Vessel | PC002.04
773-PSV-0006-1 | Pressure Safety Valve, 1.5H3, Injection Gas Inlet Line, Gas Injection Manifold | PSV-Conventional | PC005.01.01
773-PSV-0006-2 | Pressure Safety Valve, 1.5H3, Injection Gas Inlet Line, Gas Injection Manifold | PSV-Conventional | PC005.01.01
776-LST-1001-1 | Level Transmitter, Shutdown, Safety, 776-VESE-0003 | Transmitter, Level | SD002.03.03
776-LST-1001-2 | Level Transmitter, Shutdown, Safety, 776-VESE-0003 | Transmitter, Level | SD002.03.03
776-LST-1001-3 | Level Transmitter, Shutdown, Safety, 776-VESE-0003 | Transmitter, Level | SD002.03.03
777-PT-7373 | Pressure Transmitter, Fuel Gas, Fuel Gas Supply Cabinet B | Transmitter, Pressure | SD002.03.01
777-XS-0550 | Pressure Switch, Shutdown, Door Open, Fuel Gas Supply Cabinet A | Pressure Switch | SD002.03.01
777-XS-0750 | Pressure Switch, Shutdown, Door Open, Fuel Gas Supply Cabinet B | Pressure Switch | SD002.03.01
874-AB-1344 | PAGA System, Sounder/Beacon, Knuckle Boom Crane, Aft SB | PAGA System | ER003.02
874-AB-2344 | PAGA System, Sounder/Beacon, Knuckle Boom Crane, Aft SB | PAGA System | ER003.02
874-AH-1342 | PAGA System, Alarm Horn, Knuckle Boom Crane, Aft SB | PAGA System | ER003.02
874-AH-1343 | PAGA System, Alarm Horn, Knuckle Boom Crane, Aft SB | PAGA System | ER003.02
874-AH-2342 | PAGA System, Alarm Horn, Fixed Boom Crane, Fwd PS | PAGA System | ER003.02
874-AH-2343 | PAGA System, Sounder/Beacon, Fixed Boom Crane, Fwd PS | PAGA System | ER003.02
874-HR-1108 | Heat Detector, Knuckle Boom Crane, Aft SB | Heat Detector | DS001.01
124-LST-2907 | Level Transmitter, Safety Shutdown, Produced Water Skim Vessel | Transmitter, Level | SD002.03.03
124-PST-2900 | Pressure Transmitter, Safety Shutdown, Produced Water Skim Vessel [NR13] | Transmitter, Pressure | SD002.03.01
124-SDV-0502 | Shutdown Valve, 6", Oily Water To FWKO Drum | Valve, Shutdown | SD001.01
124-SDV-1721 | Shutdown Valve, 16", Produced Water Common Header, PW Coarse Filters A/B/C | Valve, Shutdown | SD001.01
124-SDV-2908 | Shutdown Valve, 4", Oil Skimmings Outlet, Produced Water Skim Vessel | Valve, Shutdown | SD001.01
124-SDV-2909 | Shutdown Valve, 16", Water Outlet, Produced Water Skim Vessel | Valve, Shutdown | SD001.01
124-SDV-2918 | Shutdown Valve, 16", OFF Spec PW Inlet, Produced Water Skim Vessel | Valve, Shutdown | SD001.01
125-LST-3100 | Level Transmitter, Shutdown Process, 125-VEPR-0001, TS CM Vessel | Transmitter, Level | SD002.03.03
331-PST-1951 | Pressure Transmitter, Alarm, Deluge Valve, 331-SVDV-0208 | Transmitter, Pressure | SD002.03.01
331-PST-2051 | Pressure Transmitter, Alarm, Deluge Valve, 331-SVDV-0209 | Transmitter, Pressure | SD002.03.01
331-PST-2824 | Pressure Transmitter, Alarm, Deluge Valve, 331-SVDV-2824 | Transmitter, Pressure | SD002.03.01
331-PST-2825 | Pressure Transmitter, Alarm, Deluge Valve, 331-SVDV-2825 | Transmitter, Pressure | SD002.03.01
331-PST-2826 | Pressure Transmitter, Alarm, Deluge Valve, 331-SVDV-2826 | Transmitter, Pressure | SD002.03.01
331-PST-3351 | Pressure Transmitter, Alarm, Deluge Valve, 331-SVDV-0101 | Transmitter, Pressure | SD002.03.01
331-PST-3361 | Pressure Transmitter, Alarm, Deluge Valve, 331-SVDV-0102 | Transmitter, Pressure | SD002.03.01
331-PST-3461 | Pressure Transmitter, Alarm, Deluge Valve, 331-SVDV-0103 | Transmitter, Pressure | SD002.03.01
331-PST-3561 | Pressure Transmitter, Alarm, Deluge Valve, 331-SVDV-0104 | Transmitter, Pressure | SD002.03.01
331-PST-3571 | Pressure Transmitter, Alarm, Deluge Valve, 331-SVDV-0105 | Transmitter, Pressure | SD002.03.01
331-PST-3581 | Pressure Transmitter, Alarm, Deluge Valve, 331-SVDV-0111 | Transmitter, Pressure | SD002.03.01
331-PST-3651 | Pressure Transmitter, Alarm, Deluge Valve, 331-SVDV-0106 | Transmitter, Pressure | SD002.03.01
331-PST-3671 | Pressure Transmitter, Alarm, Deluge Valve, 331-SVDV-0112 | Transmitter, Pressure | SD002.03.01
331-PST-3691 | Pressure Transmitter, Alarm, Deluge Valve, 331-SVDV-0107 | Transmitter, Pressure | SD002.03.01
331-PST-3751 | Pressure Transmitter, Alarm, Deluge Valve, 331-SVDV-0108 | Transmitter, Pressure | SD002.03.01
331-PST-3761 | Pressure Transmitter, Alarm, Deluge Valve, 331-SVDV-0109 | Transmitter, Pressure | SD002.03.01
331-PST-3771 | Pressure Transmitter, Alarm, Deluge Valve, 331-SVDV-0113 | Transmitter, Pressure | SD002.03.01
331-PST-3810 | Pressure Transmitter, Alarm, Deluge Valve, 331-SVDV-3810 | Transmitter, Pressure | SD002.03.01
331-PST-3971 | Pressure Transmitter, Alarm, Deluge Valve, 331-SVDV-0114 | Transmitter, Pressure | SD002.03.01
331-PST-4651 | Pressure Transmitter, Alarm, Deluge Valve, 331-SVDV-0110 | Transmitter, Pressure | SD002.03.01
331-PSV-2827 | Pressure Safety Valve, 1.5D2, Outlet, Foam accumulator, 331-HYAT-5500 | PSV-Conventional | PS003.01.01
331-PSV-2828 | Pressure Safety Valve, 1.5D2, Outlet, Foam accumulator, 331-HYAT-5500 | PSV-Conventional | PS003.01.01
771-FO-3135C | Orifice, Outlet, Blowdown Valve, 771-BDV-3134C | Flow Orifice | PC005.01.03
773-PST-6204 | Pressure Transmitter, Shutdown, Outlet, Gas Lift Pig Launcher, 773-VEPT-0012 | Transmitter, Pressure | SD002.03.01
773-PSV-5107 | Pressure Safety Valve, 1.5D3, Gas Lift Pig Launcher, 773-VEPT-0001 | PSV-Conventional | PC005.01.01
773-PSV-5207 | Pressure Safety Valve, 1.5D3, Gas Lift Pig Launcher, 773-VEPT-0002 | PSV-Conventional | PC005.01.01
773-PSV-5307 | Pressure Safety Valve, 1.5D3, Gas Lift Pig Launcher, 773-VEPT-0003 | PSV-Conventional | PC005.01.01
773-PSV-5407 | Pressure Safety Valve, 1.5D3, Gas Lift Pig Launcher, 773-VEPT-0004 | PSV-Conventional | PC005.01.01
773-PSV-5507 | Pressure Safety Valve, 1.5D3, Gas Lift Pig Launcher, 773-VEPT-0005 | PSV-Conventional | PC005.01.01
773-PSV-5607 | Pressure Safety Valve, 1.5D3, Gas Lift Pig Launcher, 773-VEPT-0006 | PSV-Conventional | PC005.01.01
773-PSV-5707 | Pressure Safety Valve, 1.5D3, Gas Lift Pig Launcher, 773-VEPT-0007 | PSV-Conventional | PC005.01.01
773-PSV-5807 | Pressure Safety Valve, 1.5D3, Gas Lift Pig Launcher, 773-VEPT-0008 | PSV-Conventional | PC005.01.01
773-PSV-5907 | Pressure Safety Valve, 1.5D3, Gas Lift Pig Launcher, 773-VEPT-0009 | PSV-Conventional | PC005.01.01
773-PSV-6007 | Pressure Safety Valve, 1.5D3, Gas Lift Pig Launcher, 773-VEPT-0010 | PSV-Conventional | PC005.01.01
773-PSV-6107 | Pressure Safety Valve, 1.5D3, Gas Lift Pig Launcher, 773-VEPT-0011 | PSV-Conventional | PC005.01.01
773-PSV-6207 | Pressure Safety Valve, 1.5D3, Gas Lift Pig Launcher, 773-VEPT-0012 | PSV-Conventional | PC005.01.01
773-SDV-5106 | Shutdown Valve, 6", Outlet, Gas Lift Pig Launcher, 773-VEPT-0001 | Valve, Shutdown | SD001.01
773-SDV-5206 | Shutdown Valve, 6", Outlet, Gas Lift Pig Launcher, 773-VEPT-0002 | Valve, Shutdown | SD001.01
773-SDV-5306 | Shutdown Valve, 6", Outlet, Gas Lift Pig Launcher, 773-VEPT-0003 | Valve, Shutdown | SD001.01
773-SDV-5406 | Shutdown Valve, 6", Outlet, Gas Lift Pig Launcher, 773-VEPT-0004 | Valve, Shutdown | SD001.01
773-SDV-5506 | Shutdown Valve, 6", Outlet, Gas Lift Pig Launcher, 773-VEPT-0005 | Valve, Shutdown | SD001.01
773-SDV-5606 | Shutdown Valve, 6", Outlet, Gas Lift Pig Launcher, 773-VEPT-0006 | Valve, Shutdown | SD001.01
773-SDV-5706 | Shutdown Valve, 6", Outlet, Gas Lift Pig Launcher, 773-VEPT-0007 | Valve, Shutdown | SD001.01
773-SDV-5806 | Shutdown Valve, 6", Outlet, Gas Lift Pig Launcher, 773-VEPT-0008 | Valve, Shutdown | SD001.01
556-NAPL-1012 | Perimeter Light, Helideck | Perimeter Light | PS001.03
556-NAPL-1013 | Perimeter Light, Helideck | Perimeter Light | PS001.03
556-NAPL-1014 | Perimeter Light, Helideck | Perimeter Light | PS001.03
556-NAPL-1015 | Perimeter Light, Helideck | Perimeter Light | PS001.03
556-NAPL-1016 | Perimeter Light, Helideck | Perimeter Light | PS001.03
556-NAPL-1017 | Perimeter Light, Helideck | Perimeter Light | PS001.03
556-NAPL-1018 | Perimeter Light, Helideck | Perimeter Light | PS001.03
556-NAPL-1019 | Perimeter Light, Helideck | Perimeter Light | PS001.03
556-NAPL-1020 | Perimeter Light, Helideck | Perimeter Light | PS001.03
556-NAPL-1021 | Perimeter Light, Helideck | Perimeter Light | PS001.03
556-NAPL-1022 | Perimeter Light, Helideck | Perimeter Light | PS001.03
556-NAPL-1023 | Perimeter Light, Helideck | Perimeter Light | PS001.03
556-NAPL-1024 | Perimeter Light, Helideck | Perimeter Light | PS001.03
556-NAPL-1025 | Perimeter Light, Helideck | Perimeter Light | PS001.03
556-NAPL-1026 | Perimeter Light, Helideck | Perimeter Light | PS001.03
556-NAPL-1027 | Perimeter Light, Helideck | Perimeter Light | PS001.03
556-NAPL-1028 | Perimeter Light, Helideck | Perimeter Light | PS001.03
556-NAPL-1029 | Perimeter Light, Helideck | Perimeter Light | PS001.03
556-NAPL-1030 | Perimeter Light, Helideck | Perimeter Light | PS001.03
556-NAPL-1031 | Perimeter Light, Helideck | Perimeter Light | PS001.03
556-NAPL-1032 | Perimeter Light, Helideck | Perimeter Light | PS001.03
556-NAPL-1033 | Perimeter Light, Helideck | Perimeter Light | PS001.03
557-LSHH-0002 | Level Switch, Shutdown, PW Tank S, Level & Draft Gauging System | Level Switch | SI001.01.01
557-LSHH-0082 | Level Switch, Shutdown, Slop Tank P, Level & Draft Gauging System | Level Switch | SI001.01.01
667-VACH-1711 | Check Valve, 8", Dissimilar, HP/LP Service Fluid To WAG Slot A Pig Launcher 1 | Valve, Check | PC005.01.01
667-VACH-2022 | Check Valve, Dissimilar, 3", MGO, Topsides Test Separator/MGO Circ Pump | Valve, Check | PC005.01.01
667-VACH-2210 | Check Valve, 8", Dissimilar, HP/LP Service Fluid To WAG Slot A Pig Launcher 5 | Valve, Check | PC005.01.01
667-VACH-3231 | Check Valve, 8", Dissimilar, HP/LP Service Fluid To WAG Slot A Pig Launcher 3 | Valve, Check | PC005.01.01
667-VACH-3250 | Check Valve, 8", Dissimilar, HP/LP Service Fluid To WAG Slot A Pig Launcher 2 | Valve, Check | PC005.01.01
667-VACH-3270 | Check Valve, 8", Dissimilar, HP/LP Service Fluid To WAG Slot A Pig Launcher 2 | Valve, Check | PC005.01.01
776-PSV-1013-1 | Pressure Safety Valve, 6R8, HP Flare Gas HP Flare Drum, TS Pressur Flare KO Drum | PSV-Conventional | PC005.01.01
776-PSV-1013-2 | Pressure Safety Valve, 6R8, HP Flare Gas HP Flare Drum, TS Pressd Flare KO Drum | PSV-Conventional | PC005.01.01
776-PSV-1013-3 | Pressure Safety Valve, 6R8, HP Flare Gas HP Flare Drum, TS Pressd Flare KO Drum | PSV-Conventional | PC005.01.01
777-PSV-1008-1 | Pressure Safety Valve, 4P6, Fuel Gas Scrubber | PSV-Conventional | PC005.01.01
777-PSV-1008-2 | Pressure Safety Valve, 4P6, Fuel Gas Scrubber | PSV-Conventional | PC005.01.01
777-PSV-1008-3 | Pressure Safety Valve, 4P6, Fuel Gas Scrubber | PSV-Conventional | PC005.01.01
777-TST-1101-1 | Temperature Transmitter, Shutdown, Fuel Gas Inlet, Fuel Gas Superheater | Transmitter, Temperature | SD002.03.02
777-TST-1101-2 | Temperature Transmitter, Shutdown, Fuel Gas Outlet, Fuel Gas Superheater | Transmitter, Temperature | SD002.03.02
108-SECS-0001-B | Wet Chemical Fire Fighting System, Galley, Regulated Release Assembly | Wet Chemical | PS005.01
331-XV-1255 | On/Off Valve, 3", Foam Concentrate, Foam To Foam Proportioner, 331-SEPR-0201 | On/Off Valve | PS003.01.02
331-XV-1355 | On/Off Valve, 3", Foam Concentrate, Foam To Foam Proportioner, 331-SEPR-0202 | On/Off Valve | PS003.01.02
331-XV-1455 | On/Off Valve, 3", Foam Concentrate, Foam To Foam Proportioner, 331-SEPR-0203 | On/Off Valve | PS003.01.02
331-XV-1555 | On/Off Valve, 3", Foam Concentrate, Foam To Foam Proportioner, 331-SEPR-0204 | On/Off Valve | PS003.01.02
331-XV-1655 | On/Off Valve, 3", Foam Concentrate, Foam To Foam Proportioner, 331-SEPR-0205 | On/Off Valve | PS003.01.02
331-XV-1755 | On/Off Valve, 3", Foam Concentrate, Foam To Foam Proportioner, 331-SEPR-0206 | On/Off Valve | PS003.01.02
331-XV-1765 | On/Off Valve, 2", Foam Concentrate, Foam To Foam Proportioner, 331-SEPR-0211 | On/Off Valve | PS003.01.02
331-XV-1855 | Deluge Valve, 3", Foam Concentrate Valve, Topsides TS061-TS062 Piperack 3 | Valve, Deluge | PS003.01.02
331-XV-1955 | Deluge Valve, 3", Foam Concentrate Valve, Topsides TS061-TS062 Piperack 3 | Valve, Deluge | PS003.01.02
331-XV-2055 | On/Off Valve, 3", Foam Concentrate, Foam To Foam Proportioner, 331-SEPR-0209 | On/Off Valve | PS003.01.02
331-XV-2655 | On/Off Valve, 3", Foam Concentrate, Foam To Foam Proportioner, 331-SEPR-0210 | On/Off Valve | PS003.01.02
874-HR-2108 | Heat Detector, Fixed Boom Crane, Fwd PS | Heat Detector | DS001.01
874-IR-1104 | Flame IR Detector, Knuckle Boom Crane, Aft SB | Flame detector | DS001.01
874-IR-1105 | Flame IR Detector, Knuckle Boom Crane, Aft SB | Flame detector | DS001.01
874-IR-1106 | Flame IR Detector, Knuckle Boom Crane, Aft SB | Flame detector | DS001.01
874-IR-2104 | Flame IR Detector, Fixed Boom Crane, Fwd PS | Flame detector | DS001.01
874-IR-2105 | Flame IR Detector, Fixed Boom Crane, Fwd PS | Flame detector | DS001.01
874-IR-2106 | Flame IR Detector, Fixed Boom Crane, Fwd PS | Flame detector | DS001.01
874-SO-1107 | Smoke Detector, Knuckle Boom Crane, Aft SB | Smoke Comustion Detecor | DS001.01
874-SO-1111 | Smoke Detector, Knuckle Boom Crane, Aft SB | Smoke Comustion Detecor | DS001.01
874-SO-2107 | Smoke Detector, Fixed Boom Crane, Fwd PS | Smoke Comustion Detecor | DS001.01
874-SO-2111 | Smoke Detector, Fixed Boom Crane, Fwd PS | Smoke Comustion Detecor | DS001.01
125-PST-3106 | Pressure Transmitter, Shutdown Safety, Gas HP Flare Header, TS CM Vessel | Transmitter, Pressure | SD002.03.01
125-PST-7603 | Pressure Transmitter, Safety, Shutdown, CM Header, 772-HEST-0004 [NR13] | Transmitter, Pressure | SD002.03.01
331-PSV-3014 | Pressure Safety Valve, 8T10, FW Discharge, Main FWP No1 | PSV-Conventional | PS008.01
331-PSV-3024 | Pressure Safety Valve, 8T10, FW Discharge, Main FWP No2 | PSV-Conventional | PS008.01
331-PSV-3034 | Pressure Safety Valve, 8T10, FW Discharge, Main FWP No3 | PSV-Conventional | PS008.01
331-PSV-3044 | Pressure Safety Valve, 8T10, FW Discharge, Main FWP No4 | PSV-Conventional | PS008.01
331-VABF-059 | Manual Valve, 12", LO, Isolation, FW Ring Main Cross-Connection, FZ10 SB | Valve, Butterfly | PS008.02.01
553-GIR-0520 | Gas Detector, IR Point, Shutdown, H2S, Fuel Gas Supply Cabinet A | Hydrocarbon Gas Detector | DS001.02
553-GIR-0521 | Gas Detector, IR Point, Shutdown, CH4, Fuel Gas Supply Cabinet A | Hydrocarbon Gas Detector | DS001.02
553-GIR-0522 | Gas Detector, IR Point, Shutdown, CH4, Fuel Gas Supply Cabinet A | Hydrocarbon Gas Detector | DS001.02
553-GIR-0525 | Gas Detector, IR Point, Shutdown, H2S, Fuel Gas Supply Cabinet A | Hydrocarbon Gas Detector | DS001.02
553-GIR-0720 | Gas Detector, IR Point, Shutdown, H2S, Fuel Gas Supply Cabinet B | Hydrocarbon Gas Detector | DS001.02
553-GIR-0721 | Gas Detector, IR Point, Shutdown, CH4, Fuel Gas Supply Cabinet B | Hydrocarbon Gas Detector | DS001.02
553-GIR-0722 | Gas Detector, IR Point, Shutdown, CH4, Fuel Gas Supply Cabinet B | Hydrocarbon Gas Detector | DS001.02
771-FO-8219A | Orifice, Outlet, Blowdown Valve, 771-BDV-8218A | Flow Orifice | PC005.01.03
771-FO-8219B | Orifice, Outlet, Blowdown Valve, 771-BDV-8218B | Flow Orifice | PC005.01.03
773-SDV-5906 | Shutdown Valve, 6", Outlet, Gas Lift Pig Launcher, 773-VEPT-0009 | Valve, Shutdown | SD001.01
773-SDV-6006 | Shutdown Valve, 6", Outlet, Gas Lift Pig Launcher, 773-VEPT-0010 | Valve, Shutdown | SD001.01
773-SDV-6106 | Shutdown Valve, 6", Outlet, Gas Lift Pig Launcher, 773-VEPT-0011 | Valve, Shutdown | SD001.01
773-SDV-6206 | Shutdown Valve, 6", Outlet, Gas Lift Pig Launcher, 773-VEPT-0012 | Valve, Shutdown | SD001.01
773-TST-5103 | Temperature Transmitter, Safety Shutdown, Gas From Gas Lift Manf, 773-VEPT-0001 | Transmitter, Temperature | SD002.03.02
773-TST-5203 | Temperature Transmitter, Safety Shutdown, Gas From Gas Lift Manf, 773-VEPT-0002 | Transmitter, Temperature | SD002.03.02
773-TST-5303 | Temperature Transmitter, Safety Shutdown, Gas From Gas Lift Manf, 773-VEPT-0003 | Transmitter, Temperature | SD002.03.02
773-TST-5403 | Temperature Transmitter, Safety Shutdown, Gas From Gas Lift Manf, 773-VEPT-0004 | Transmitter, Temperature | SD002.03.02
773-TST-5503 | Temperature Transmitter, Safety Shutdown, Gas From Gas Lift Manf, 773-VEPT-0005 | Transmitter, Temperature | SD002.03.02
773-TST-5603 | Temperature Transmitter, Safety Shutdown, Gas From Gas Lift Manf, 773-VEPT-0006 | Transmitter, Temperature | SD002.03.02
773-TST-5703 | Temperature Transmitter, Safety Shutdown, Gas From Gas Lift Manf, 773-VEPT-0007 | Transmitter, Temperature | SD002.03.02
773-TST-5803 | Temperature Transmitter, Safety Shutdown, Gas From Gas Lift Manf, 773-VEPT-0008 | Transmitter, Temperature | SD002.03.02
773-TST-5903 | Temperature Transmitter, Safety Shutdown, Gas From Gas Lift Manf, 773-VEPT-0009 | Transmitter, Temperature | SD002.03.02
773-TST-6003 | Temperature Transmitter, Safety Shutdown, Gas From Gas Lift Manf, 773-VEPT-0010 | Transmitter, Temperature | SD002.03.02
773-TST-6103 | Temperature Transmitter, Safety Shutdown, Gas From Gas Lift Manf, 773-VEPT-0011 | Transmitter, Temperature | SD002.03.02
773-TST-6203 | Temperature Transmitter, Safety Shutdown, Gas From Gas Lift Manf, 773-VEPT-0012 | Transmitter, Temperature | SD002.03.02
775-PST-6031 | Pressure Transmitter, Safety S/down, Pig Fluids To Test Manf, Gas Inj Pig Rx 1 | Transmitter, Pressure | SD002.03.01
775-PST-6032 | Pressure Transmitter, Safety Shutdown, Pigging Fluids To Gas Inj Pig Receiver 1 | Transmitter, Pressure | SD002.03.01
775-PST-6042 | Pressure Transmitter, Safety Shutdown, Pigging Fluids To Gas Inj Pig Receiver 2 | Transmitter, Pressure | SD002.03.01
775-PSV-6013 | Pressure Safety Valve, 2D3, Gas Injection Pig Receiver 1 | PSV-Conventional | PC005.01.01
775-PSV-6023 | Pressure Safety Valve, 2D3, Gas Injection Pig Receiver 2 | PSV-Conventional | PC005.01.01
557-LSHH-0085 | Level Switch, Shutdown, Slop Tank S, Level & Draft Gauging System | Level Switch | SI001.01.01
557-LSHH-0114 | Level Switch, Safety Shutdown, Tank Level, COT 1 CL | Level Switch | SI001.01.01
557-LSHH-0214 | Level Switch, Safety Shutdown, Tank Level, COT 2 PS | Level Switch | SI001.01.01
557-LSHH-0234 | Level Switch, Safety Shutdown, Tank Level, COT 2 CL | Level Switch | SI001.01.01
557-LSHH-0274 | Level Switch, Safety Shutdown, Tank Level, COT 2 SB | Level Switch | SI001.01.01
557-LSHH-0314 | Level Switch, Safety Shutdown, Tank Level, COT 3 PS | Level Switch | SI001.01.01
557-LSHH-0324 | Level Switch, Safety Shutdown, Tank Level, COT 3 CL | Level Switch | SI001.01.01
557-LSHH-0374 | Level Switch, Safety Shutdown, Tank Level, COT 3 SB | Level Switch | SI001.01.01
557-LSHH-0414 | Level Switch, Safety Shutdown, Tank Level, COT 4 PS | Level Switch | SI001.01.01
557-LSHH-0434 | Level Switch, Safety Shutdown, Tank Level, COT 4 CL | Level Switch | SI001.01.01
557-LSHH-0474 | Level Switch, Safety Shutdown, Tank Level, COT 4 SB | Level Switch | SI001.01.01
557-LSHH-0514 | Level Switch, Safety Shutdown, Tank Level, COT 5 PS | Level Switch | SI001.01.01
557-LSHH-0534 | Level Switch, Safety Shutdown, Tank Level, COT 5 CL | Level Switch | SI001.01.01
557-LSHH-0574 | Level Switch, Safety Shutdown, Tank Level, COT 5 SB | Level Switch | SI001.01.01
557-LSHH-0614 | Level Switch, Safety Shutdown, Tank Level, COT 6 PS | Level Switch | SI001.01.01
557-LSHH-0634 | Level Switch, Safety Shutdown, Tank Level, COT 6 CL | Level Switch | SI001.01.01
557-LSHH-0674 | Level Switch, Safety Shutdown, Tank Level, COT 6 SB | Level Switch | SI001.01.01
557-LSHH-0714 | Level Switch, Safety Shutdown, Tank Level, COT 7 PS | Level Switch | SI001.01.01
557-LSHH-0734 | Level Switch, Safety Shutdown, Tank Level, COT 7 CL | Level Switch | SI001.01.01
557-LSHH-0774 | Level Switch, Safety Shutdown, Tank Level, COT 7 SB | Level Switch | SI001.01.01
771-PDST-0114 | Pressure Transmitter, Safety Shutdown, Differential, S/D Valve, 771-SDV-0115 | Transmitter, Pressure | SD002.03.01
771-PDST-0608 | Pressure Transmitter, Shutdown, Differential, 771-SDV-0618 | Transmitter, Pressure | SD002.03.01
771-SVCH-1561 | Check Valve, 3", Dissimilar, Safety KO Drum Condensate To Crude-Crude Exchanger | Valve, Check | PC005.01.01
771-SVCH-1562 | Check Valve, 3", Dissimilar, LPGC Suct Scrub Cond To Crude-Crude Exch | Valve, Check | PC005.01.01
771-SVCH-3002 | Check Valve, Dissimilar, 6", Condensate From VRU Drain Pumps Train A/B | Valve, Check | PC005.01.01
116-PUCE-5400A | Pump, MGO, Topsides Service, No1 | Pump Centrifugal | PC002.01
116-PUCE-5400B | Pump, MGO, Topsides Service, No2 | Pump Centrifugal | PC002.01
116-PUPD-5600A | Essential Generator MGO Supply, No1 | Pump, Positive Displacement | PC002.01
116-PUPD-5600B | Essential Generator MGO Supply, No2 | Pump, Positive Displacement | PC002.01
116-PURO-1132A | Pump, Helifuel Dispensing | Pump Rotary | PC002.01
116-PURO-1132B | Pump, Helifuel Dispensing | Pump Rotary | PC002.01
116-VEPR-1132A | Pressure Vessel, Aviation Fuel Service Tank | Vessel, Pressure | PC002.04
116-VEPR-1132B | Pressure Vessel, Backup Aviation Fuel Service Tank | Vessel, Pressure | PC002.04
124-PSV-1104A-1 | Pressure Safety Valve, 1E2, Produced Water Hydrocyclone A | PSV-Conventional | PC005.01.01
124-PSV-1104A-2 | Pressure Safety Valve, 1E2, Produced Water Hydrocyclone A | PSV-Conventional | PC005.01.01
124-PSV-1104B-1 | Pressure Safety Valve, 1E2, Produced Water Hydrocyclone B | PSV-Conventional | PC005.01.01
124-PSV-1104B-2 | Pressure Safety Valve, 1E2, Produced Water Hydrocyclone B | PSV-Conventional | PC005.01.01
125-SDV-3103 | Shutdown Valve, 2" Shutdown Valve, Nitrogen Supply Header, Topsides CM Vessel | Valve, Shutdown | SD001.01
125-SDV-6400 | Shutdown Valve, 24", CM Supply, Topsides CM Supply Header | Valve, Shutdown | SD001.01
125-SDV-6455 | Shutdown Valve, 24", CM Return, Topsides CM Return Header | Valve, Shutdown | SD001.01
553-GIR-0725 | Gas Detector, IR Point, Shutdown, H2S, Fuel Gas Supply Cabinet B | Hydrocarbon Gas Detector | DS001.02
553-IR-8702A | Flame IR Detector, Enclosure, VRU Package, Trn A | Flame detector | DS001.01
553-IR-8703A | Flame IR Detector, Enclosure, VRU Package, Trn A | Flame detector | DS001.01
553-IR-8704A | Flame IR Detector, Enclosure, VRU Package, Trn A | Flame detector | DS001.01
661-HCV-5105 | Manual Valve, Hand, 12", Prod Choke Vv, P1 Fluid Line, Production Risers | Valve, Choke | PC002.02
661-HCV-5205 | Manual Valve, Hand, 12", Prod Choke Vv, P2 Fluid Line, Production Risers | Valve, Choke | PC002.02
661-HCV-5305 | Manual Valve, Hand, 12", Prod Choke Vv, P3 Fluid Line, Production Risers | Valve, Choke | PC002.02
661-HCV-5405 | Manual Valve, Hand, 12", Prod Choke Vv, P4 Fluid Line, Production Risers | Valve, Choke | PC002.02
661-HCV-5505 | Manual Valve, Hand, 12", Prod Choke Vv, P5 Fluid Line, Production Risers | Valve, Choke | PC002.02
661-HCV-5605 | Manual Valve, Hand, 12", Prod Choke Vv, P6 Fluid Line, Production Risers | Valve, Choke | PC002.02
661-HCV-5705 | Manual Valve, Hand, 12", Prod Choke Vv, P7 Fluid Line, Production Risers | Valve, Choke | PC002.02
661-HCV-5805 | Manual Valve, Hand, 12", Prod Choke Vv, P8 Fluid Line, Production Risers | Valve, Choke | PC002.02
661-HCV-5905 | Manual Valve, Hand, 12", Prod Choke Vv, P9 Fluid Line, Production Risers | Valve, Choke | PC002.02
661-HCV-6005 | Manual Valve, Hand, 12", Prod Choke Vv, P10 Fluid Line, Production Risers | Valve, Choke | PC002.02
661-HCV-6105 | Manual Valve, Hand, 12", Prod Choke Vv, P11 Fluid Line, Production Risers | Valve, Choke | PC002.02
661-HCV-6205 | Manual Valve, Hand, 12", Prod Choke Vv, P12 Fluid Line, Production Risers | Valve, Choke | PC002.02
771-LST-0924 | Level Transmitter, Safety Shutdown, GWR, Safety Knock Out Drum | Transmitter, Level | SD002.03.03
775-PSV-6103 | Pressure Safety Valve, 2D3, WAG Slot A Pig Launcher 1 | PSV-Conventional | PC005.01.01
775-PSV-6203 | Pressure Safety Valve, 2D3, WAG Slot A Pig Launcher 2 | PSV-Conventional | PC005.01.01
775-PSV-6303 | Pressure Safety Valve, 2D3, WAG Slot A Pig Launcher 3 | PSV-Conventional | PC005.01.01
775-PSV-6403 | Pressure Safety Valve, 2D3, WAG Slot A Pig Launcher 4 | PSV-Conventional | PC005.01.01
775-PSV-6503 | Pressure Safety Valve, 2D3, WAG Slot A Pig Launcher 5 | PSV-Conventional | PC005.01.01
775-PSV-6603 | Pressure Safety Valve, 2D3, WAG Slot A Pig Launcher 6 | PSV-Conventional | PC005.01.01
775-PSV-6703 | Pressure Safety Valve, 2D3, WAG Slot A Pig Launcher 7 | PSV-Conventional | PC005.01.01
775-SDV-6017 | Shutdown Valve, 8", Pigging Fluids To Test Manifold, Gas Inj Pig Receiver 1 | Valve, Shutdown | SD001.01
775-SDV-6018 | Shutdown Valve, 6", Bypass, Shutdown Valve, 775-SDV-6017 | Valve, Shutdown | SD001.01
775-TST-6015 | Temperature Transmitter, Safety S/down, Pig Fluids To Tst Manf, Gas Inj Pig Rx 1 | Transmitter, Temperature | SD002.03.02
776-TST-0013 | Temperature Transmitter, 776-VESE-0001 | Transmitter, Temperature | SD002.03.02
777-BDV-0515 | Blowdown Valve, 0.75", Fuel Gas, Fuel Gas Supply Cabinet A | Valve, Blowdown | PC005.01.03
777-BDV-0555 | Blowdown Valve, 0.75", Fuel Gas, Fuel Gas Supply Cabinet B | Valve, Blowdown | PC005.01.03
127-VAPR-0501 | Pressure / Vacuum Valve, IG Main Header | PSV-Vacuum Relief | IC004.01.02
127-VAPR-0502 | Pressure / Vacuum Valve, IG Main Header | PSV-Vacuum Relief | IC004.01.02
127-VAPR-0503 | Pressure / Vacuum Valve, IG Main Header | PSV-Vacuum Relief | IC004.01.02
559-NAAO-0100 | Obstruction Light, FWD Anchor Light, Foremast, Forecastle Deck | Light, Obstruction | PS001.03
559-NAAO-0200 | Obstruction Light, FWD Masthead Light, Foremast, Forecastle Deck | Light, Obstruction | PS001.03
559-NAAO-0300 | Obstruction Light, AFT Anchor Light, Main Deck | Light, Obstruction | PS001.03
559-NAAO-0400 | Obstruction Light, Stern Light, Main Deck | Light, Obstruction | PS001.03
559-NAAO-0500 | Obstruction Light, Port Side Light, Main Deck | Light, Obstruction | PS001.03
559-NAAO-0501 | Obstruction Light, Module 017, Level 2 | Light, Obstruction | PS001.03
559-NAAO-0600 | Obstruction Light, Starboard Side Light, Main Deck | Light, Obstruction | PS001.03
559-NAAO-0700 | Obstruction Light, RAM/NUC/CBD Light, Navigation Mast (SB), Top Deck | Light, Obstruction | PS001.03
559-NAAO-0800 | Obstruction Light, RAM/NUC/CBD Light, Navigation Mast (PS), Top Deck | Light, Obstruction | PS001.03
559-NAAO-0900 | Obstruction Light, RAM Light, Navigation Mast (SB), Top Deck | Light, Obstruction | PS001.03
559-NAAO-1000 | Obstruction Light, RAM Light, Navigation Mast (SB), Top Deck | Light, Obstruction | PS001.03
559-NAAO-1100 | Obstruction Light, RAM/NUC/CBD Light, Navigation Mast(SB), Top Deck | Light, Obstruction | PS001.03
559-NAAO-1200 | Obstruction Light, RAM/NUC/CBD Light, Navigation Mast(PS), Top Deck | Light, Obstruction | PS001.03
559-NAAO-1300 | Obstruction Light, Masthead Light, Navigation Mast, Top Deck | Light, Obstruction | PS001.03
559-NAAO-1400 | Obstruction Light, Morse and Maneuvering Light, Navigation Mast, Top Deck | Light, Obstruction | PS001.03
559-NAAO-1500 | Obstruction Light, CBD Light, Navigation Mast (SB), Top Deck | Light, Obstruction | PS001.03
559-NAAO-1600 | Obstruction Light, CBD Light, Navigation Mast (PS), Top Deck | Light, Obstruction | PS001.03
559-NAAO-2100 | Obstruction Light, Portable Flashing Light, Battery and Charger | Light, Obstruction | PS001.03
565-CMPR-3000 | PAGA System, Access Panel, Wheelhouse, Navigation Deck | PAGA System | ER003.02
565-CMPR-3001 | PAGA System, Safe Area Access Panel | PAGA System | ER003.02
566-CMAC-0001 | Antenna System, External Equipment, Inmarsat-C Earth Station | Antenna System | ER003.02
120-PSE-6105-1 | Pressure Safety Element, Rupture Disc, Test Heater To HP Flare Sub Header | Rupture Disk | PC005.01.01
120-PSE-6105-2 | Pressure Safety Element, Rupture Disc, Test Heater To HP Flare Sub Header | Rupture Disk | PC005.01.01
120-PSV-0008-1 | Pressure Safety Valve, 1D2, Heating Medium Vessel | PSV-Conventional | PC005.01.01
120-PSV-0008-2 | Pressure Safety Valve, 1D2, Heating Medium Vessel | PSV-Conventional | PC005.01.01
128-PSV-0466A-1 | Pressure Safety Valve, 1.5G3, Subsea H2S Scavenger Vessel | PSV-Conventional | PC005.01.01
661-SDV-100 | Shutdown Valve, Close Hi-Sep Diverter SDV on Riser P 10 | Valve, Shutdown | SD001.01
110-PST-8501 | Pressure Transmitter, Shutdown, Fuel Gas Pipe N2, Fuel Gas Supply Cabinet A | Transmitter, Pressure | SD002.03.01
110-PST-8502 | Pressure Transmitter, Shutdown, N2 Supply, Fuel Gas Supply Cabinet A | Transmitter, Pressure | SD002.03.01
110-PST-8701 | Pressure Transmitter, Shutdown, Fuel Gas Pipe N2, Fuel Gas Supply Cabinet B | Transmitter, Pressure | SD002.03.01
110-PST-8702 | Pressure Transmitter, Shutdown, N2 Supply, Fuel Gas Supply Cabinet B | Transmitter, Pressure | SD002.03.01
110-SDV-2261 | Shutdown Valve, 0.5", Outlet, N2 Bottle Rack, N2 Intensifier & Bottle Rack | Valve, Shutdown | SD001.01
110-SDV-2404 | Shutdown Valve, 3", Outlet, Nitrogen Intensifier & Bottle Rack | Valve, Shutdown | SD001.01
661-PST-5104 | Pressure Transmitter, Safety Shutdown, P1 Fluid Line, Production Risers | Transmitter, Pressure | SD002.03.01
661-PST-5109 | Pressure Transmitter, Safety Shutdown, P1 Fluid Line, Production Risers | Transmitter, Pressure | SD002.03.01
661-PST-5204 | Pressure Transmitter, Safety Shutdown, P2 Fluid Line, Production Risers | Transmitter, Pressure | SD002.03.01
661-PST-5209 | Pressure Transmitter, Safety Shutdown, P2 Fluid Line, Production Risers | Transmitter, Pressure | SD002.03.01
661-PST-5304 | Pressure Transmitter, Safety Shutdown, P3 Fluid Line, Production Risers | Transmitter, Pressure | SD002.03.01
661-PST-5309 | Pressure Transmitter, Safety Shutdown, P3 Fluid Line, Production Risers | Transmitter, Pressure | SD002.03.01
661-PST-5404 | Pressure Transmitter, Safety Shutdown, P4 Fluid Line, Production Risers | Transmitter, Pressure | SD002.03.01
661-PST-5409 | Pressure Transmitter, Safety Shutdown, P4 Fluid Line, Production Risers | Transmitter, Pressure | SD002.03.01
661-PST-5504 | Pressure Transmitter, Safety Shutdown, P5 Fluid Line, Production Risers | Transmitter, Pressure | SD002.03.01
661-PST-5509 | Pressure Transmitter, Safety Shutdown, P5 Fluid Line, Production Risers | Transmitter, Pressure | SD002.03.01
661-PST-5604 | Pressure Transmitter, Safety Shutdown, P6 Fluid Line, Production Risers | Transmitter, Pressure | SD002.03.01
661-PST-5609 | Pressure Transmitter, Safety Shutdown, P6 Fluid Line, Production Risers | Transmitter, Pressure | SD002.03.01
661-PST-5704 | Pressure Transmitter, Safety Shutdown, P7 Fluid Line, Production Risers | Transmitter, Pressure | SD002.03.01
661-PST-5709 | Pressure Transmitter, Safety Shutdown, P7 Fluid Line, Production Risers | Transmitter, Pressure | SD002.03.01
661-PST-5804 | Pressure Transmitter, Safety Shutdown, P8 Fluid Line, Production Risers | Transmitter, Pressure | SD002.03.01
661-PST-5809 | Pressure Transmitter, Safety Shutdown, P8 Fluid Line, Production Risers | Transmitter, Pressure | SD002.03.01
661-PST-5904 | Pressure Transmitter, Safety Shutdown, P9 Fluid Line, Production Risers | Transmitter, Pressure | SD002.03.01
661-PST-5909 | Pressure Transmitter, Safety Shutdown, P9 Fluid Line, Production Risers | Transmitter, Pressure | SD002.03.01
661-PST-6004 | Pressure Transmitter, Safety Shutdown, P10 Fluid Line, Production Risers | Transmitter, Pressure | SD002.03.01
661-PST-6009 | Pressure Transmitter, Safety Shutdown, P10 Fluid Line, Production Risers | Transmitter, Pressure | SD002.03.01
777-PST-0510 | Pressure Transmitter, Shutdown, Fuel Gas Supply Cabinet A | Transmitter, Pressure | SD002.03.01
331-GEFO-0200 | Fireman Outfit Locker, Helmet and Visor, Firemans Equipment, Safety Equipment | Locker, Fireman Outfit | LS003.01.01
777-PST-0514 | Pressure Transmitter, Shutdown, Fuel Gas, Fuel Gas Supply Cabinet A | Transmitter, Pressure | SD002.03.01
777-PST-0553 | Pressure Transmitter, Shutdown, Fuel Gas, Fuel Gas Supply Cabinet B | Transmitter, Pressure | SD002.03.01
777-PST-0554 | Pressure Transmitter, Shutdown, Fuel Gas, Fuel Gas Supply Cabinet B | Transmitter, Pressure | SD002.03.01
777-PST-0560 | Pressure Transmitter, Shutdown, Fuel Gas Supply Cabinet B | Transmitter, Pressure | SD002.03.01
777-PST-1152 | Pressure Transmitter, Shutdown, Fuel Gas Header | Transmitter, Pressure | SD002.03.01
777-PST-1161 | Pressure Transmitter, Shutdown, Fuel Gas Header To Inert Gas Generator | Transmitter, Pressure | SD002.03.01
777-SDV-1106 | Shutdown Valve, 4", Isolation, Inlet, Shutdown Valve, 777-SDV-1106 | Valve, Shutdown | SD001.01
777-SDV-1162 | Shutdown Valve, 4", Fuel Gas Header To Inert Gas Generator | Valve, Shutdown | SD001.01
777-SDV-1220 | Shutdown Valve, 2", LP Fuel Gas Inlet, Produced Water Static Mixer B | Valve, Shutdown | SD001.01
777-SDV-1270 | Shutdown Valve, 4", Fuel Gas Header | Valve, Shutdown | SD001.01
777-SDV-1271 | Shutdown Valve, 4", Fuel Gas Header | Valve, Shutdown | SD001.01
777-SDV-2402 | Shutdown Valve, 3", HP Fuel Gas Inlet, Produced Water Skim Vessel | Valve, Shutdown | SD001.01
777-SDV-4618 | Shutdown Valve, 2", LP Fuel Gas Supply, 772-VEPR-0108 | Valve, Shutdown | SD001.01
777-SDV-7180 | Shutdown Valve, 4", Fuel Gas, Fuel Gas Supply Cabinet A | Valve, Shutdown | SD001.01
777-SDV-7181 | Shutdown Valve, 4", Fuel Gas, Fuel Gas Supply Cabinet A | Valve, Shutdown | SD001.01
331-VABF-0517 | Manual Valve, 5", Isolation, Discharge, Fire Water Jockey Pump No1 | Valve, Butterfly | PS008.02.01
331-VABF-0518 | Manual Valve, 6", Isolation, Suction, Fire Water Jockey Pump No2 | Valve, Butterfly | PS008.02.01
331-VABF-0519 | Manual Valve, 5", Isolation, Discharge, Fire Water Jockey Pump No2 | Valve, Butterfly | PS008.02.01
331-VABF-0520 | Manual Valve, 6", LO, Isolation, Suction, Helideck Fire Water Pump | Valve, Butterfly | PS008.02.01
331-VABF-0521 | Manual Valve, 8", LO, Isolation, Discharge, Helideck Fire Water Pump | Valve, Butterfly | PS008.02.01
331-VABF-0565 | Manual Valve, 24", LO, Isolation, FW To/From Ring Main SB | Valve, Butterfly | PS008.02.01
331-VABF-0566 | Manual Valve, 6", Isolation, FW To Accom Hydrants PS | Valve, Butterfly | PS008.02.01
331-VABF-0568 | Manual Valve, 6", Isolation, FW To Accom Hydrants SB | Valve, Butterfly | PS008.02.01
331-VABF-0570 | Manual Valve, 24", LO, Isolation, FW To/From Ring Main PS | Valve, Butterfly | PS008.02.01
331-VABF-0585 | Manual Valve, 6", LO, Isolation, FW To Accom Hydrants CL | Valve, Butterfly | PS008.02.01
331-VABF-0961 | Manual Valve, 20", LO, Isolation, FW To Ring Main | Valve, Butterfly | PS008.02.01
331-VABF-0962 | Manual Valve, 16", LC, FW To Test Facility | Valve, Butterfly | PS008.02.01
331-VABF-1002 | Manual Valve, 10", LC, Bypass, 331-SEDP-0101 | Valve, Butterfly | PS008.02.01
331-VABF-1005 | Manual Valve, 3", LC, Bypass, 331-SEDP-0102 | Valve, Butterfly | PS008.02.01
331-VABF-1008 | Manual Valve, 6", LC, Bypass, 331-SEDP-0103 | Valve, Butterfly | PS008.02.01
874-PURO-1813 | Pump, Pedestal Crane, 874-CRDK-0001 | Pump Rotary | SI005.01.01
874-PURO-1856 | Pump, Hand, Pedestal Crane, 874-CRDK-0003 | Pump Rotary | SI005.01.01
874-PURO-2303 | Pump, Emergency, Pedestal Crane, 874-CRDK-0002 | Pump Rotary | SI005.01.01
874-PURO-2813 | Pump, Pedestal Crane, 874-CRDK-0002 | Pump Rotary | SI005.01.01
874-PURO-2856 | Pump, Hand, Pedestal Crane, 874-CRDK-0002 | Pump Rotary | SI005.01.01
565-CMPB-9601B | PAGA System, Ex (Hazardous Area) Flashing Beacon, Main Deck FR58P | PAGA System | ER003.02
565-CMPB-9602A | PAGA System, Ex (Hazardous Area) Flashing Beacon, Main Deck FR62P | PAGA System | ER003.02
565-CMPB-9602B | PAGA System, Ex (Hazardous Area) Flashing Beacon, Main Deck FR66P | PAGA System | ER003.02
565-CMPB-9603A | PAGA System, Ex (Hazardous Area) Flashing Beacon, Main Deck FR70P | PAGA System | ER003.02
565-CMPB-9603B | PAGA System, Ex (Hazardous Area) Flashing Beacon, Main Deck FR74P | PAGA System | ER003.02
565-CMPB-9604A | PAGA System, Ex (Hazardous Area) Flashing Beacon, Main Deck FR78P | PAGA System | ER003.02
565-CMPB-9604B | PAGA System, Ex (Hazardous Area) Flashing Beacon, Main Deck FR82P | PAGA System | ER003.02
565-CMPX-0001B | PAGA System, Ex (Hazardous Area) Speaker, Stairway, 1st Deck | PAGA System | ER003.02
565-CMPX-0002A | PAGA System, Ex (Hazardous Area) Speaker, Aft Fire Pump Room 1 | PAGA System | ER003.02
565-CMPX-0002B | PAGA System, Ex (Hazardous Area) Speaker, Aft Fire Pump Room 1 | PAGA System | ER003.02
565-CMPX-0003A | PAGA System, Ex (Hazardous Area) Speaker, Foam Room | PAGA System | ER003.02
565-CMPX-0003B | PAGA System, Ex (Hazardous Area) Speaker, Foam Room | PAGA System | ER003.02
565-CMPX-0004A | PAGA System, Ex (Hazardous Area) Speaker, Vessel Transformer Room | PAGA System | ER003.02
565-CMPX-0004B | PAGA System, Ex (Hazardous Area) Speaker, Vessel Transformer Room | PAGA System | ER003.02
565-CMPX-0005A | PAGA System, Ex (Hazardous Area) Speaker, Vessel Equipment Room (LV) | PAGA System | ER003.02
565-CMPX-0005B | PAGA System, Ex (Hazardous Area) Speaker, Vessel Equipment Room (LV) | PAGA System | ER003.02
565-CMPX-0006A | PAGA System, Ex (Hazardous Area) Speaker, Fire Inergen Extinguishing Room | PAGA System | ER003.02
565-CMPX-0006B | PAGA System, Ex (Hazardous Area) Speaker, Fire Inergen Extinguishing Room | PAGA System | ER003.02
565-CMPX-0007A | PAGA System, Ex (Hazardous Area) Speaker, 1st Deck | PAGA System | ER003.02
565-CMPX-0007B | PAGA System, Ex (Hazardous Area) Speaker, 1st Deck | PAGA System | ER003.02
565-CMPX-0008A | PAGA System, Ex (Hazardous Area) Speaker, 1st Deck | PAGA System | ER003.02
565-CMPX-0008B | PAGA System, Ex (Hazardous Area) Speaker, 1st Deck | PAGA System | ER003.02
565-CMPX-9272A | PAGA System, Ex (Hazardous Area) Speaker, Main Deck, FR83P | PAGA System | ER003.02
565-CMPX-9272B | PAGA System, Ex (Hazardous Area) Speaker, Main Deck, FR79P | PAGA System | ER003.02
667-PDST-1125A | Pressure Transmitter, Differential, Safety Shutdown, 667-SDV-1119A | Transmitter, Pressure | SD002.03.01
667-PDST-1125B | Pressure Transmitter, Differential, Safety, Shutdown, 667-SDV-119B | Transmitter, Pressure | SD002.03.01
667-PDST-1125C | Pressure Transmitter, Differential, Safety, Shutdown, 667-SDV-119C | Transmitter, Pressure | SD002.03.01
331-DREM-5101 | Electric Motor, Starting, Main Fire Water Pump No1 | Motor, Electric | PS008.01
331-DREM-5102 | Electric Motor, Starting, Main Fire Water Pump No1 | Motor, Electric | PS008.01
331-DREM-5201 | Electric Motor, Starting, Main Fire Water Pump No2 | Motor, Electric | PS008.01
331-DREM-5202 | Electric Motor, Starting, Main Fire Water Pump No2 | Motor, Electric | PS008.01
331-DREM-5301 | Electric Motor, Starting, Main Fire Water Pump No3 | Motor, Electric | PS008.01
331-DREM-5302 | Electric Motor, Starting, Main Fire Water Pump No3 | Motor, Electric | PS008.01
331-DREM-5401 | Electric Motor, Starting, Main Fire Water Pump No4 | Motor, Electric | PS008.01
331-DREM-5402 | Electric Motor, Starting, Main Fire Water Pump No4 | Motor, Electric | PS008.01
331-DRHM-5270 | Hydraulic Motor, Room Cooler Fan, 331-HVFA-5270 | Motor, Hydraulic | 0
331-DRHM-5370 | Hydraulic Motor, Room Cooler Fan, 331-HVFA-5370 | Motor, Hydraulic | 0
331-DRHM-5470 | Hydraulic Motor, Room Cooler Fan, 331-HVFA-5470 | Motor, Hydraulic | 0
771-DREM-0625A-1 | Electric Motor, LV, Main Vent Fan, Main/inj Gas Compr, Trn A | Motor, Electric | IC001.01.01
771-DREM-0625A-2 | Electric Motor, LV, Stand-By Vent Fan, Main/inj Gas Compr, Trn A | Motor, Electric | IC001.01.01
331-VABF-1011 | Manual Valve, 8", LC, Bypass, 331-SEDP-0104 | Valve, Butterfly | PS008.02.01
331-VABF-1014 | Manual Valve, 8", LC, Bypass, 331-SEDP-0105 | Valve, Butterfly | PS008.02.01
331-VABF-1017 | Manual Valve, 6", LC, Bypass, 331-SEDP-0106 | Valve, Butterfly | PS008.02.01
331-VABF-1023 | Manual Valve, 8", LC, Bypass, 331-SEDP-0108 | Valve, Butterfly | PS008.02.01
331-VABF-1029 | Manual Valve, 6", LC, Bypass, 331-SEDP-0110 | Valve, Butterfly | PS008.02.01
331-VABF-1032 | Manual Valve, 8", LC, Bypass, 331-SEDP-0111 | Valve, Butterfly | PS008.02.01
331-VABF-1035 | Manual Valve, 8", LC, Bypass, 331-SEDP-0112 | Valve, Butterfly | PS008.02.01
565-CMPX-0009A | PAGA System, Ex (Hazardous Area) Speaker, 1st Deck | PAGA System | ER003.02
565-CMPX-0009B | PAGA System, Ex (Hazardous Area) Speaker, 1st Deck | PAGA System | ER003.02
565-CMPX-0010A | PAGA System, Ex (Hazardous Area) Speaker, Aft Fire Pump Room 2 | PAGA System | ER003.02
565-CMPX-0010B | PAGA System, Ex (Hazardous Area) Speaker, Aft Fire Pump Room 2 | PAGA System | ER003.02
565-CMPX-0011A | PAGA System, Ex (Hazardous Area) Speaker, E&I Workshop | PAGA System | ER003.02
565-CMPX-0011B | PAGA System, Ex (Hazardous Area) Speaker, E&I Workshop | PAGA System | ER003.02
565-CMPX-0012A | PAGA System, Ex (Hazardous Area) Speaker, Vessel Equipment Room (HV) | PAGA System | ER003.02
565-CMPX-0012B | PAGA System, Ex (Hazardous Area) Speaker, Vessel Equipment Room (HV) | PAGA System | ER003.02
565-CMPX-0014A | PAGA System, Ex (Hazardous Area) Speaker, Cargo System Power Room | PAGA System | ER003.02
565-CMPX-0014B | PAGA System, Ex (Hazardous Area) Speaker, Cargo System Power Room | PAGA System | ER003.02
565-CMPX-0015A | PAGA System, Ex (Hazardous Area) Speaker, 2nd Deck, FR9S | PAGA System | ER003.02
565-CMPX-0015B | PAGA System, Ex (Hazardous Area) Speaker, 2nd Deck, FR9S | PAGA System | ER003.02
565-CMPX-0016A | PAGA System, Ex (Hazardous Area) Speaker, 2nd Deck, FR9S | PAGA System | ER003.02
565-CMPX-0016B | PAGA System, Ex (Hazardous Area) Speaker, 2nd Deck, FR26P | PAGA System | ER003.02
565-CMPX-0017A | PAGA System, Ex (Hazardous Area) Speaker, 2nd Deck, FR9P | PAGA System | ER003.02
565-CMPX-0017B | PAGA System, Ex (Hazardous Area) Speaker, 2nd Deck, FR9P | PAGA System | ER003.02
565-CMPX-0018A | PAGA System, Ex (Hazardous Area) Speaker, 2nd Deck, FR9P | PAGA System | ER003.02
565-CMPX-0018B | PAGA System, Ex (Hazardous Area) Speaker, 2nd Deck, FR9P | PAGA System | ER003.02
565-CMPX-0019A | PAGA System, Ex (Hazardous Area) Speaker, Transformer Room (HV) | PAGA System | ER003.02
565-CMPX-0019B | PAGA System, Ex (Hazardous Area) Speaker, Transformer Room (HV) | PAGA System | ER003.02
565-CMPX-0020A | PAGA System, Ex (Hazardous Area) Speaker, Mechanical Workshop 3rd Deck | PAGA System | ER003.02
565-CMPX-0020B | PAGA System, Ex (Hazardous Area) Speaker, Mechanical Workshop | PAGA System | ER003.02
667-VEPU-0101A | Pulsation Damper, Suction, Main LP Service Pump A | Damper, Pulsation | PC002.04
667-VEPU-0101B | Pulsation Damper, Suction, Main LP Service Pump B | Damper, Pulsation | PC002.04
667-VEPU-0101C | Pulsation Damper, Suction, Main LP Service Pump C | Damper, Pulsation | PC002.04
667-VEPU-0102A | Pulsation Damper, Discharge, Main LP Service Pump A | Damper, Pulsation | PC002.04
667-VEPU-0102B | Pulsation Damper, Discharge, Main LP Service Pump B | Damper, Pulsation | PC002.04
667-VEPU-0102C | Pulsation Damper, Discharge, Main LP Service Pump C | Damper, Pulsation | PC002.04
771-SDV-4803A-1 | Shutdown Valve, 1.25", LF 1st Shut-Off, Main/Inj Gas Compr, Trn A | Valve, Shutdown | SD001.01
771-SDV-4803A-2 | Shutdown Valve, 1.25", LF 1st Shut-Off, Main/Inj Gas Compr, Trn A | Valve, Shutdown | SD001.01
771-SDV-4803B-1 | Shutdown Valve, 1.25", LF 1st Shut-Off, Main/Inj Gas Compr, Trn B | Valve, Shutdown | SD001.01
771-SDV-4803B-2 | Shutdown Valve, 1.25", LF 1st Shut-Off, Main/Inj Gas Compr, Trn B | Valve, Shutdown | SD001.01
771-SDV-4803C-1 | Shutdown Valve, 1.25", LF 1st Shut-Off, Main/Inj Gas Compr, Trn C | Valve, Shutdown | SD001.01
771-SDV-4803C-2 | Shutdown Valve, 1.25", LF 1st Shut-Off, Main/Inj Gas Compr, Trn C | Valve, Shutdown | SD001.01
771-SDV-4804A-1 | Shutdown Valve, 1.25", LF 2nd Shut-Off, Main/Inj Gas Compr, Trn A | Valve, Shutdown | SD001.01
771-SDV-4804A-2 | Shutdown Valve, 1.25", LF 2nd Shut-Off, Main/Inj Gas Compr, Trn A | Valve, Shutdown | SD001.01
771-SDV-4804B-1 | Shutdown Valve, 1.25", LF 2nd Shut-Off, Main/Inj Gas Compr, Trn B | Valve, Shutdown | SD001.01
771-SDV-4804B-2 | Shutdown Valve, 1.25", LF 2nd Shut-Off, Main/Inj Gas Compr, Trn B | Valve, Shutdown | SD001.01
771-SDV-4804C-1 | Shutdown Valve, 1.25", LF 2nd Shut-Off, Main/Inj Gas Compr, Trn C | Valve, Shutdown | SD001.01
771-SDV-4804C-2 | Shutdown Valve, 1.25", LF 2nd Shut-Off, Main/Inj Gas Compr, Trn C | Valve, Shutdown | SD001.01
771-TIT-2705A-1 | Temperature Transmitter, Shutdown, Seal Gas Inlet, Main Gas Compr, Trn A | Transmitter, Temperature | SD002.03.02
771-TIT-2705A-2 | Temperature Transmitter, Shutdown, Seal Gas Inlet, Main Gas Compr, Trn A | Transmitter, Temperature | SD002.03.02
771-TIT-2705B-1 | Temperature Transmitter, Shutdown, Seal Gas Inlet, Main Gas Compr, Trn B | Transmitter, Temperature | SD002.03.02
771-TIT-2705B-2 | Temperature Transmitter, Shutdown, Seal Gas Inlet, Main Gas Compr, Trn B | Transmitter, Temperature | SD002.03.02
771-TIT-2705C-1 | Temperature Transmitter, Shutdown, Seal Gas Inlet, Main Gas Compr, Trn C | Transmitter, Temperature | SD002.03.02
331-DREM-5510A | Electric Motor, Foam Pump A | Motor, Electric | PS003.01.01
331-DREM-5510B | Electric Motor, Foam Pump B | Motor, Electric | PS003.01.01
331-DREM-5510C | Electric Motor, Foam Pump C | Motor, Electric | PS003.01.01
331-DREM-6400A | Electric Motor, Water Mist Pump No1 | Motor, Electric | PS005.01
331-DREM-6400B | Electric Motor, Water Mist Pump No2 | Motor, Electric | PS005.01
331-EEBY-0101A | Battery, Battery Box, Firewater Pump No1 | Battery | PS008.01
331-EEBY-0101B | Battery, Battery Box, Firewater Pump No1 | Battery | PS008.01
331-EEBY-0201A | Battery, Battery Box, Firewater Pump No2 | Battery | PS008.01
331-EEBY-0201B | Battery, Battery Box, Firewater Pump No2 | Battery | PS008.01
331-EEBY-0301A | Battery, Battery Box, Firewater Pump No3 | Battery | PS008.01
331-EEBY-0301B | Battery, Battery Box, Firewater Pump No3 | Battery | PS008.01
331-EEBY-0401A | Battery, Battery Box, Firewater Pump No4 | Battery | PS008.01
331-EEBY-0401B | Battery, Battery Box, Firewater Pump No4 | Battery | PS008.01
771-DREM-0625B-1 | Electric Motor, LV, Main Vent Fan, Main/inj Gas Compr, Trn B | Motor, Electric | IC001.01.01
771-DREM-0625B-2 | Electric Motor, LV, Stand-By Vent Fan, Main/inj Gas Compr, Trn B | Motor, Electric | IC001.01.01
771-DREM-0625C-1 | Electric Motor, LV, Main Vent Fan, Main/inj Gas Compr, Trn C | Motor, Electric | IC001.01.01
771-DREM-0625C-2 | Electric Motor, LV, Stand-By Vent Fan, Main/inj Gas Compr, Trn C | Motor, Electric | IC001.01.01
126-SDV-0670 | Shutdown Valve, LP Fuel Gas Header To LP Flare Gas Header | Valve, Shutdown | SD001.01
331-VABF-1038 | Manual Valve, 8", LC, Bypass, 331-SEDP-0113 | Valve, Butterfly | PS008.02.01
331-VABF-1167 | Manual Valve, 3", LC, Bypass, 331-SVDV-0107 | Valve, Butterfly | PS008.02.01
108-DREM-2100A | Electric Motor, LV, Supply Fan, LER HVAC Package A | Motor, Electric | IC001.01.01
108-DREM-2100B | Electric Motor, LV, Supply Fan, LER HVAC Package B | Motor, Electric | IC001.01.01
565-CMPX-0021A | PAGA System, Ex (Hazardous Area) Speaker, Cargo System Power Room | PAGA System | ER003.02
565-CMPX-0021B | PAGA System, Ex (Hazardous Area) Speaker, Cargo System Power Room | PAGA System | ER003.02
565-CMPX-0022A | PAGA System, Ex (Hazardous Area) Speaker, 3rd Deck, FR36P | PAGA System | ER003.02
565-CMPX-0022B | PAGA System, Ex (Hazardous Area) Speaker, 3rd Deck, FR22P | PAGA System | ER003.02
565-CMPX-0023A | PAGA System, Ex (Hazardous Area) Speaker, Mechanical Workshop 3rd Deck | PAGA System | ER003.02
565-CMPX-0023B | PAGA System, Ex (Hazardous Area) Speaker, Mechanical Workshop | PAGA System | ER003.02
565-CMPX-0024A | PAGA System, Ex (Hazardous Area) Speaker, 3rd Deck, FR38S | PAGA System | ER003.02
565-CMPX-0024B | PAGA System, Ex (Hazardous Area) Speaker, 3rd Deck, FR9S | PAGA System | ER003.02
565-CMPX-0025A | PAGA System, Ex (Hazardous Area) Speaker, 3rd Deck, FR38S | PAGA System | ER003.02
565-CMPX-0025B | PAGA System, Ex (Hazardous Area) Speaker, 3rd Deck, FR11S | PAGA System | ER003.02
565-CMPX-0026A | PAGA System, Ex (Hazardous Area) Speaker, 2nd Deck, Stairway | PAGA System | ER003.02
565-CMPX-0027A | PAGA System, Ex (Hazardous Area) Speaker, 3rd Deck, FR14P | PAGA System | ER003.02
565-CMPX-0027B | PAGA System, Ex (Hazardous Area) Speaker, 3rd Deck, FR38P | PAGA System | ER003.02
565-CMPX-0028B | PAGA System, Ex (Hazardous Area) Speaker, 3rd Deck, Stairway | PAGA System | ER003.02
565-CMPX-0030A | PAGA System, Ex (Hazardous Area) Speaker, Purifier Room | PAGA System | ER003.02
565-CMPX-0030B | PAGA System, Ex (Hazardous Area) Speaker, Purifier Room | PAGA System | ER003.02
565-CMPX-0031A | PAGA System, Ex (Hazardous Area) Speaker, Aft Machinery Space, Deck 4 | PAGA System | ER003.02
565-CMPX-0031B | PAGA System, Ex (Hazardous Area) Speaker, Aft Machinery Space, Deck 4 | PAGA System | ER003.02
565-CMPX-0032A | PAGA System, Ex (Hazardous Area) Speaker, Aft Machinery Space, Deck 4 | PAGA System | ER003.02
565-CMPX-0032B | PAGA System, Ex (Hazardous Area) Speaker, Aft Machinery Space, Deck 4 | PAGA System | ER003.02
565-CMPX-0033A | PAGA System, Ex (Hazardous Area) Speaker, Aft Machinery Space, Deck 4 | PAGA System | ER003.02
565-CMPX-0033B | PAGA System, Ex (Hazardous Area) Speaker, Aft Machinery Space, Deck 4 | PAGA System | ER003.02
771-TIT-2705C-2 | Temperature Transmitter, Shutdown, Seal Gas Inlet, Main Gas Compr, Trn C | Transmitter, Temperature | SD002.03.02
771-TIT-4771A-1 | Temperature Transmitter, Safety Shutdown, FG Supply, Main/Inj Gas Compr, Trn A | Transmitter, Temperature | SD002.03.02
771-TIT-4771A-2 | Temperature Transmitter, Safety Shutdown, FG Supply, Main/Inj Gas Compr, Trn A | Transmitter, Temperature | SD002.03.02
771-TIT-4771B-1 | Temperature Transmitter, Safety Shutdown, FG Supply, Main/Inj Gas Compr, Trn B | Transmitter, Temperature | SD002.03.02
771-TIT-4771B-2 | Temperature Transmitter, Safety Shutdown, FG Supply, Main/Inj Gas Compr, Trn B | Transmitter, Temperature | SD002.03.02
771-TIT-4771C-1 | Temperature Transmitter, Safety Shutdown, FG Supply, Main/Inj Gas Compr, Trn C | Transmitter, Temperature | SD002.03.02
771-TIT-4771C-2 | Temperature Transmitter, Safety Shutdown, FG Supply, Main/Inj Gas Compr, Trn C | Transmitter, Temperature | SD002.03.02
771-TIT-4838A-1 | Temperature Transmitter, Shutdown, Turbine Enclosure, Main/Inj Gas Compr, Trn A | Transmitter, Temperature | SD002.03.02
771-TIT-4838A-2 | Temperature Transmitter, Shutdown, Turbine Enclosure, Main/Inj Gas Compr, Trn A | Transmitter, Temperature | SD002.03.02
771-TIT-4838B-1 | Temperature Transmitter, Shutdown, Turbine Enclosure, Main/Inj Gas Compr, Trn B | Transmitter, Temperature | SD002.03.02
771-TIT-4838B-2 | Temperature Transmitter, Shutdown, Turbine Enclosure, Main/Inj Gas Compr, Trn B | Transmitter, Temperature | SD002.03.02
771-TIT-4838C-1 | Temperature Transmitter, Shutdown, Turbine Enclosure, Main/Inj Gas Compr, Trn C | Transmitter, Temperature | SD002.03.02
771-TIT-4838C-2 | Temperature Transmitter, Shutdown, Turbine Enclosure, Main/Inj Gas Compr, Trn C | Transmitter, Temperature | SD002.03.02
874-HYHY-1788-1 | Hydraulic Cylinder, Luffing, Pedestal Crane, 874-CRDK-0001 | Hydraulic Cylinder | SI005.01.01
874-HYHY-1788-2 | Hydraulic Cylinder, Luffing, Pedestal Crane, 874-CRDK-0001 | Hydraulic Cylinder | SI005.01.01
874-HYHY-1789-1 | Hydraulic Cylinder, Jib, Pedestal Crane, 874-CRDK-0001 | Hydraulic Cylinder | SI005.01.01
874-HYHY-1789-2 | Hydraulic Cylinder, Jib, Pedestal Crane, 874-CRDK-0001 | Hydraulic Cylinder | SI005.01.01
331-PST-2844 | Pressure Transmitter, Alarm, Discharge, Foam Pump A | Transmitter, Pressure | SD002.03.01
331-PST-2864 | Pressure Transmitter, Alarm, Discharge, Foam Pump B | Transmitter, Pressure | SD002.03.01
331-PST-2884 | Pressure Transmitter, Alarm, Discharge, Foam Pump C | Transmitter, Pressure | SD002.03.01
331-PSV-1501 | Pressure Safety Valve, 1.5D2, Discharge, Foam Pump A | PSV-Conventional | PS003.01.01
331-PSV-1502 | Pressure Safety Valve, 1.5D2, Discharge, Foam Pump B | PSV-Conventional | PS003.01.01
667-PSV-1200A | Pressure Safety Valve, 0.5"x1", CM Return, Main LP Service Pump LO Cooler A | PSV-Conventional | PC005.01.01
667-PSV-1200B | Pressure Safety Valve, 0.5"x1", CM Return, Main LP Service Pump LO Cooler B | PSV-Conventional | PC005.01.01
667-PSV-1200C | Pressure Safety Valve, 0.5"x1", CM Return, Main LP Service Pump LO Cooler C | PSV-Conventional | PC005.01.01
667-PSV-1201A | Pressure Safety Valve, 0.5"x1", CM Return, Gearbox LO Cooler A | PSV-Conventional | PC005.01.01
667-PSV-1201B | Pressure Safety Valve, 0.5"x1", CM Return, Gearbox LO Cooler B | PSV-Conventional | PC005.01.01
667-PSV-1201C | Pressure Safety Valve, 0.5"x1", CM Return, Gearbox LO Cooler C | PSV-Conventional | PC005.01.01
771-BDV-7251A | Blowdown Valve, 3", Gas Outlet, VRU 2nd Stage Compressor, Train A | Valve, Blowdown | PC005.01.03
771-BDV-7251B | Blowdown Valve, 3", Gas Outlet, VRU 2nd Stage Compressor, Train B | Valve, Blowdown | PC005.01.03
771-LST-7830A | Level Transmitter, Safety Shutdown, Lube Oil Tank | Transmitter, Level | SD002.03.03
771-LST-7830B | Level Transmitter, Safety Shutdown, Lube Oil Tank | Transmitter, Level | SD002.03.03
331-EEBY-5101A | Battery, Battery, Starter, Main FWP No1 Engine | Battery | PS008.01
331-EEBY-5101B | Battery, Battery, Starter, Main FWP No1 Engine | Battery | PS008.01
331-EEBY-5201A | Battery, Battery, Starter, Main FWP No2 Engine | Battery | PS008.01
331-EEBY-5201B | Battery, Battery, Starter, Main FWP No2 Engine | Battery | PS008.01
331-EEBY-5301A | Battery, Battery, Starter, Main FWP No3 Engine | Battery | PS008.01
331-EEBY-5301B | Battery, Battery, Starter, Main FWP No3 Engine | Battery | PS008.01
331-EEBY-5401A | Battery, Battery, Starter, Main FWP No4 Engine | Battery | PS008.01
331-EEBY-5401B | Battery, Battery, Starter, Main FWP No4 Engine | Battery | PS008.01
331-HBEH-5101A | Heater, Coolant Water Jacket, Main FWP No1 Engine | Electric Heater | PS008.01
331-HBEH-5101B | Heater, Coolant Water Jacket, Main FWP No1 Engine | Electric Heater | PS008.01
331-HBEH-5201A | Heater, Coolant Water Jacket, Main FWP No2 Engine | Electric Heater | PS008.01
331-HBEH-5201B | Heater, Coolant Water Jacket, Main FWP No2 Engine | Electric Heater | PS008.01
331-HBEH-5301A | Heater, Coolant Water Jacket, Main FWP No3 Engine | Electric Heater | PS008.01
331-HBEH-5301B | Heater, Coolant Water Jacket, Main FWP No3 Engine | Electric Heater | PS008.01
331-HBEH-5401A | Heater, Coolant Water Jacket, Main FWP No4 Engine | Electric Heater | PS008.01
331-HBEH-5401B | Heater, Coolant Water Jacket, Main FWP No4 Engine | Electric Heater | PS008.01
331-SEWM-0160A | Water Mist Fire Fighting System, Fire Fighting Skid, Power Generation Package A | Fire Fighting System, Water Mist | PS005.01
331-SEWM-0160B | Water Mist Fire Fighting System, Fire Fighting Skid, Power Generation Package B | Fire Fighting System, Water Mist | PS005.01
331-SEWM-0160C | Water Mist Fire Fighting System, Fire Fighting Skid, Power Generation Package C | Fire Fighting System, Water Mist | PS005.01
331-SEWM-0160D | Water Mist Fire Fighting System, Fire Fighting Skid, Power Generation Package D | Fire Fighting System, Water Mist | PS005.01
111-SPSV-0502 | Special Valve, Flame Arrester, Diesel Day Tank, Emergency Generator | Special Valve | IC002.01.02
333-HYPU-0900 | Hydraulic Power Unit, Rescue Boat Davit | Hydraulic Power Unit | LS003.01.02
333-LSWI-0500 | Electric Motor, Lifeboat Winch No2, PS, B Deck | Motor, Electric | LS001.01
333-LSWI-0600 | Electric Motor, Lifeboat Winch No4, PS, B Deck | Motor, Electric | LS001.01
333-LSWI-0700 | Electric Motor, Lifeboat Winch No1, SB, B Deck | Motor, Electric | LS001.01
333-LSWI-0800 | Electric Motor, Lifeboat Winch No3, SB, B Deck | Motor, Electric | LS001.01
565-CMUA-5000 | PAGA System, Alarm Unit Hospital, Treatment Room C Deck | PAGA System | ER003.02
565-CMPX-0034A | PAGA System, Ex (Hazardous Area) Speaker, Aft Machinery Space, Deck 4 | PAGA System | ER003.02
565-CMPX-0034B | PAGA System, Ex (Hazardous Area) Speaker, Aft Machinery Space, Deck 4 | PAGA System | ER003.02
565-CMPX-0035A | PAGA System, Ex (Hazardous Area) Speaker, Aft Machinery Space, Deck 4 | PAGA System | ER003.02
565-CMPX-0035B | PAGA System, Ex (Hazardous Area) Speaker, Aft Machinery Space, Deck 4 | PAGA System | ER003.02
565-CMPX-0036B | PAGA System, Ex (Hazardous Area) Speaker, Aft Machinery Space, Deck 4 | PAGA System | ER003.02
565-CMPX-0038A | PAGA System, Ex (Haz Area) Speaker, Aft Machinery Space, 4th Deck, Stairway | PAGA System | ER003.02
565-CMPX-0038B | PAGA System, Ex (Hazardous Area) Speaker | PAGA System | ER003.02
565-CMPX-0040A | PAGA System, Ex (Hazardous Area) Speaker, ECR/CCS | PAGA System | ER003.02
565-CMPX-0040B | PAGA System, Ex (Hazardous Area) Speaker, ECR/CCS | PAGA System | ER003.02
565-CMPX-0041A | PAGA System, Ex (Hazardous Area) Speaker, 5th Deck, FR9P | PAGA System | ER003.02
565-CMPX-0041B | PAGA System, Ex (Hazardous Area) Speaker, 5th Deck, FR35P | PAGA System | ER003.02
565-CMPX-0042A | PAGA System, Ex (Hazardous Area) Speaker, 5th Deck, FR10P | PAGA System | ER003.02
565-CMPX-0042B | PAGA System, Ex (Hazardous Area) Speaker, 5th Deck, FR34P | PAGA System | ER003.02
565-CMPX-0043A | PAGA System, Ex (Hazardous Area) Speaker, 5th Deck, FR13S | PAGA System | ER003.02
565-CMPX-0043B | PAGA System, Ex (Hazardous Area) Speaker, 5th Deck, FR33S | PAGA System | ER003.02
565-CMPX-0044A | PAGA System, Ex (Hazardous Area) Speaker, 5th Deck, FR21S | PAGA System | ER003.02
565-CMPX-0044B | PAGA System, Ex (Hazardous Area) Speaker, 5th Deck, FR38S | PAGA System | ER003.02
565-CMPX-0045A | PAGA System, Ex (Hazardous Area) Speaker, 5th Deck, FR16P | PAGA System | ER003.02
565-CMPX-0045B | PAGA System, Ex (Hazardous Area) Speaker, 5th Deck, FR35P | PAGA System | ER003.02
565-CMPX-0046A | PAGA System, Ex (Hazardous Area) Speaker, Produced Water HPU Room | PAGA System | ER003.02
565-CMPX-0046B | PAGA System, Ex (Hazardous Area) Speaker, Produced Water HPU Room | PAGA System | ER003.02
565-CMPX-0050A | PAGA System, Ex (Hazardous Area) Speaker, Aft Machinery Space, Tank Top | PAGA System | ER003.02
874-HYHY-2788-1 | Hydraulic Cylinder, Luffing, Pedestal Crane, 874-CRDK-0002 | Hydraulic Cylinder | SI005.01.01
874-HYHY-2788-2 | Hydraulic Cylinder, Luffing, Pedestal Crane, 874-CRDK-0002 | Hydraulic Cylinder | SI005.01.01
874-PURO-1808-1 | Pump, HPU 1, Pedestal Crane, 874-CRDK-0003 | Pump Rotary | SI005.01.01
874-PURO-1808-2 | Pump, HPU 2, Pedestal Crane, 874-CRDK-0003 | Pump Rotary | SI005.01.01
874-PURO-1809-1 | Pump, HPU 1, Pedestal Crane, 874-CRDK-0003 | Pump Rotary | SI005.01.01
874-PURO-1809-2 | Pump, HPU 2, Pedestal Crane, 874-CRDK-0003 | Pump Rotary | SI005.01.01
874-PURO-2808-1 | Pump, HPU 1, Pedestal Crane, 874-CRDK-0002 | Pump Rotary | SI005.01.01
874-PURO-2808-2 | Pump, HPU 2, Pedestal Crane, 874-CRDK-0002 | Pump Rotary | SI005.01.01
874-PURO-2809-1 | Pump, HPU 1, Pedestal Crane, 874-CRDK-0002 | Pump Rotary | SI005.01.01
874-PURO-2809-2 | Pump, HPU 2, Pedestal Crane, 874-CRDK-0002 | Pump Rotary | SI005.01.01
331-PSV-1503 | Pressure Safety Valve, 1.5D2, Discharge, Foam Pump C | PSV-Conventional | PS003.01.01
331-PSV-5193 | Pressure Safety Valve, 2", From Engine Cooler (N10), Main FWP No1 | PSV-Conventional | PS008.01
331-PSV-5293 | Pressure Safety Valve, 2.5"x2.5", Cooling Water To Main FWP No2 | PSV-Conventional | PS008.01
331-PSV-5393 | Pressure Safety Valve, 2.5"x2.5", Cooling Water To Main FWP No3 | PSV-Conventional | PS008.01
331-PSV-5493 | Pressure Safety Valve, 2.5"x2.5", Cooling Water To Main FWP No4 | PSV-Conventional | PS008.01
553-DM-8107A-1 | Push Button, Manual Release, Water Mist System, Power Generation Package A | Input device on/off Push button | PS005.01
553-DM-8107A-2 | Push Button, Manual Release, Water Mist System, Power Generation Package A | Input device on/off Push button | PS005.01
553-DM-8107B-1 | Push Button, Manual Release, Water Mist System, Power Generation Package B | Input device on/off Push button | PS005.01
553-DM-8107B-2 | Push Button, Manual Release, Water Mist System, Power Generation Package B | Input device on/off Push button | PS005.01
553-DM-8107C-1 | Push Button, Manual Release, Water Mist System, Power Generation Package C | Input device on/off Push button | PS005.01
553-DM-8107C-2 | Push Button, Manual Release, Water Mist System, Power Generation Package C | Input device on/off Push button | PS005.01
553-DM-8107D-1 | Push Button, Manual Release, Water Mist System, Power Generation Package D | Input device on/off Push button | PS005.01
565-CMUA-5001 | PAGA System, Audible Signal Device, Treatment Room C Deck | PAGA System | ER003.02
565-CMUA-5002 | PAGA System, Visual & Sound Alarm Unit, Medic Cabin C Deck | PAGA System | ER003.02
662-PST-0922A | Pressure Transmitter, Shutdown, Sealing Plan 662-PUCE-0010A | Transmitter, Pressure | SD002.03.01
662-PST-0922B | Pressure Transmitter, Shutdown, Sealing Plan 662-PUCE-0010B | Transmitter, Pressure | SD002.03.01
662-PST-0952A | Pressure Transmitter, Shutdown, Sealing Plan 662-PUCE-0008A | Transmitter, Pressure | SD002.03.01
662-PST-0952B | Pressure Transmitter, Shutdown, Sealing Plan 662-PUCE-0008B | Transmitter, Pressure | SD002.03.01
662-SPSR-0200 | Strainer, 2", Strainer, Jet Mixing Pump, 662-PUCE-0002 | Strainer | PC002.02
662-TST-0921A | Temperature Transmitter, Shutdown, 662-HYAT-1001A | Transmitter, Temperature | SD002.03.02
662-TST-0921B | Temperature Transmitter, Shutdown, 662-HYAT-1001B | Transmitter, Temperature | SD002.03.02
662-TST-0951A | Temperature Transmitter, Shutdown, 662-HYAT-0801A | Transmitter, Temperature | SD002.03.02
662-TST-0951B | Temperature Transmitter, Shutdown, 662-HYAT-0801B | Transmitter, Temperature | SD002.03.02
565-CMPX-0050B | PAGA System, Ex (Hazardous Area) Speaker, Aft Machinery Space, Tank Top | PAGA System | ER003.02
565-CMPX-0051A | PAGA System, Ex (Hazardous Area) Speaker, Aft Machinery Space, Tank Top | PAGA System | ER003.02
565-CMPX-0051B | PAGA System, Ex (Hazardous Area) Speaker, Aft Machinery Space, Tank Top | PAGA System | ER003.02
565-CMPX-0052A | PAGA System, Ex (Hazardous Area) Speaker, Aft Machinery Space, Tank Top | PAGA System | ER003.02
565-CMPX-0052B | PAGA System, Ex (Hazardous Area) Speaker, Aft Machinery Space, Tank Top | PAGA System | ER003.02
565-CMPX-0053A | PAGA System, Ex (Hazardous Area) Speaker, Aft Machinery Space, Tank Top | PAGA System | ER003.02
565-CMPX-0053B | PAGA System, Ex (Hazardous Area) Speaker, Aft Machinery Space, Tank Top | PAGA System | ER003.02
565-CMPX-1000A | PAGA System, Ex (Hazardous Area) Speaker, Fwd Piping Room | PAGA System | ER003.02
565-CMPX-1000B | PAGA System, Ex (Hazardous Area) Speaker, Fwd Piping Room | PAGA System | ER003.02
565-CMPX-1001A | PAGA System, Ex (Hazardous Area) Speaker, HPU Room | PAGA System | ER003.02
565-CMPX-1001B | PAGA System, Ex (Hazardous Area) Speaker, HPU Room | PAGA System | ER003.02
565-CMPX-1002A | PAGA System, Ex (Hazardous Area) Speaker, Fwd Fire Pump Room 1 | PAGA System | ER003.02
565-CMPX-1002B | PAGA System, Ex (Hazardous Area) Speaker, Fwd Fire Pump Room 1 | PAGA System | ER003.02
565-CMPX-1003A | PAGA System, Ex (Hazardous Area) Speaker, Fwd Inergen Extinguish Room | PAGA System | ER003.02
565-CMPX-1003B | PAGA System, Ex (Hazardous Area) Speaker, Fwd Inergen Extinguish Room | PAGA System | ER003.02
565-CMPX-1004A | PAGA System, Ex (Hazardous Area) Speaker, Access Room, Main Deck | PAGA System | ER003.02
565-CMPX-1004B | PAGA System, Ex (Hazardous Area) Speaker, Access Room, Main Deck | PAGA System | ER003.02
565-CMPX-1005A | PAGA System, Ex (Hazardous Area) Speaker, Fwd Fire Pump Room 2 | PAGA System | ER003.02
565-CMPX-1005B | PAGA System, Ex (Hazardous Area) Speaker, Fwd Fire Pump Room 2 | PAGA System | ER003.02
565-CMPX-1006A | PAGA System, Ex (Hazardous Area) Speaker, FER 1 | PAGA System | ER003.02
565-CMPX-1006B | PAGA System, Ex (Hazardous Area) Speaker, FER 1 | PAGA System | ER003.02
565-CMPX-1007A | PAGA System, Ex (Hazardous Area) Speaker, FER 2 | PAGA System | ER003.02
771-PDIT-3856A | Pressure Transmitter, Diff, S/down, Seal Gas Booster Compr, Inj Gas Compr, Trn A | Transmitter, Pressure | SD002.03.01
771-PDIT-3856B | Pressure Transmitter, Diff, S/down, Seal Gas Booster Compr, Inj Gas Compr, Trn B | Transmitter, Pressure | SD002.03.01
771-PDIT-3856C | Pressure Transmitter, Diff, S/down, Seal Gas Booster Compr, Inj Gas Compr, Trn C | Transmitter, Pressure | SD002.03.01
771-HVDP-0628A-1 | Fire Damper, Vent Air Inlet, Main/Inj Gas Compr, Trn A | Fire Damper | IC001.01.02
771-HVDP-0628A-2 | Fire Damper, Vent Air Inlet, Main/Inj Gas Compr, Trn A | Fire Damper | IC001.01.02
771-HVDP-0628B-1 | Fire Damper, Vent Air Inlet, Main/Inj Gas Compr, Trn B | Fire Damper | IC001.01.02
771-FO-7252A | Orifice, Outlet, Blowdown Valve, 771-BDV-7251A | Flow Orifice | PC005.01.03
771-FO-7252B | Orifice, Outlet, Blowdown Valve, 771-BDV-7251B | Flow Orifice | PC005.01.03
553-DM-8107D-2 | Push Button, Manual Release, Water Mist System, Power Generation Package D | Input device on/off Push button | PS005.01
116-LST-1602 | Level Transmitter, MGO Day Tank 1P, Level & Draft Gauging System | Transmitter, Level | SD002.03.03
116-LST-1612 | Level Transmitter, MGO Day Tank 2P, Level & Draft Gauging System | Transmitter, Level | SD002.03.03
116-LST-1622 | Level Transmitter, MGO Day Tank 3P, Level & Draft Gauging System | Transmitter, Level | SD002.03.03
116-LST-1632 | Level Transmitter, MGO Day Tank 4S, Level & Draft Gauging System | Transmitter, Level | SD002.03.03
331-LST-2800 | Level Transmitter, Shutdown, Foam Tank, 331-SEFT-5500 | Transmitter, Level | SD002.03.03
331-MOV-2821 | Motor Operated Valve, 2", Isol, Foam To Foam Proportioner, 331-SEPR-5562 | Motor Operated valve | PS003.01.02
331-MOV-2822 | Motor Operated Valve, 2", Isol, Foam To Foam Proportioner, 331-SEPR-5563 | Motor Operated valve | PS003.01.02
331-MOV-2823 | Motor Operated Valve, 2", Isol, Foam To Foam Proportioner, 331-SEPR-5561 | Motor Operated valve | PS003.01.02
331-MOV-2825 | Motor Operated Valve, 6", Isol, Fire Water To Foam Proportioner, 331-SEPR-5562 | Motor Operated valve | PS003.01.02
331-MOV-2826 | Motor Operated Valve, 6", Isol, Fire Water To Foam Proportioner, 331-SEPR-5563 | Motor Operated valve | PS003.01.02
331-GEFO-0300 | Fireman Outfit Locker, Flash Hood, Firemans Equipment, Safety Equipment | Locker, Fireman Outfit | LS003.01.01
331-GEFO-0400 | Fireman Outfit Locker, Gloves / Mittens, Firemans Equipment, Safety Equipment | Locker, Fireman Outfit | LS003.01.01
331-PCV-1854 | Control Valve, URV, 0.5", Deluge Valve, 331-SVDV-0207 | Valve, Control | PS003.01.02
331-GEFO-1100 | Fireman Outfit Locker, Quick Release Knife, Firemans Equipment, Safety Equipment | Locker, Fireman Outfit | LS003.01.01
116-VEST-5100 | Tank, MGO Day, 1 PS | Storage Tank | SI002.01.01
116-VEST-5200 | Tank, MGO Day, 2 PS | Storage Tank | SI002.01.01
116-VEST-5300 | Tank, MGO Day, 3 PS | Storage Tank | SI002.01.01
116-VEST-5400 | Tank, MGO Day, 4 SB | Storage Tank | SI002.01.01
667-PST-1111A | Pressure Transmitter, Safety Shutdown, Suction, TS LP Service Pump A [NR13] | Transmitter, Pressure | SD002.03.01
667-PST-1111B | Pressure Transmitter, Safety Shutdown, Suction, LP Service Pump B [NR13] | Transmitter, Pressure | SD002.03.01
667-PST-1111C | Pressure Transmitter, Safety Shutdown, Suction, LP Service Pump C [NR13] | Transmitter, Pressure | SD002.03.01
667-PST-1112A | Pressure Transmitter, Safety, Shutdown, Topsides LP Service Pump A [NR13] | Transmitter, Pressure | SD002.03.01
667-PST-1112B | Pressure Transmitter, Safety Shutdown, Discharge, LP Service Pump B [NR13] | Transmitter, Pressure | SD002.03.01
667-PST-1112C | Pressure Transmitter, Safety Shutdown, Discharge, LP Service Pump C [NR13] | Transmitter, Pressure | SD002.03.01
119-PSV-3011-1 | Pressure Safety Valve, 0.5", Outlet, Pressure Control Valve, 119-PCV-3010-1 | PSV-Conventional | PC005.01.01
119-PSV-3011-2 | Pressure Safety Valve, 0.5", Outlet, Pressure Control Valve, 119-PCV-3010-2 | PSV-Conventional | PC005.01.01
119-PSV-3017-1 | Pressure Safety Valve, 0.5", Outlet, Pressure Control Valve, 119-PCV-3012-1 | PSV-Conventional | PC005.01.01
119-PSV-3017-2 | Pressure Safety Valve, 0.5", Outlet, Pressure Control Valve, 119-PCV-3012-2 | PSV-Conventional | PC005.01.01
119-PSV-3021-1 | Pressure Safety Valve, 0.5", Outlet, Pressure Control Valve, 119-PCV-3020-1 | PSV-Conventional | PC005.01.01
119-PSV-3021-2 | Pressure Safety Valve, 0.5", Outlet, Pressure Control Valve, 119-PCV-3020-2 | PSV-Conventional | PC005.01.01
119-PSV-3027-1 | Pressure Safety Valve, 0.5", Outlet, Pressure Control Valve, 119-PCV-3022-1 | PSV-Conventional | PC005.01.01
119-PSV-3027-2 | Pressure Safety Valve, 0.5", Outlet, Pressure Control Valve, 119-PCV-3022-2 | PSV-Conventional | PC005.01.01
119-PSV-3031-1 | Pressure Safety Valve, 0.5", Outlet, Pressure Control Valve, 119-PCV-3030-1 | PSV-Conventional | PC005.01.01
119-PSV-3031-2 | Pressure Safety Valve, 0.5", Outlet, Pressure Control Valve, 119-PCV-3030-2 | PSV-Conventional | PC005.01.01
119-PSV-3037-1 | Pressure Safety Valve, 0.5", Outlet, Pressure Control Valve, 119-PCV-3032-1 | PSV-Conventional | PC005.01.01
119-PSV-3037-2 | Pressure Safety Valve, 0.5", Outlet, Pressure Control Valve, 119-PCV-3032-2 | PSV-Conventional | PC005.01.01
119-PSV-3041-1 | Pressure Safety Valve, 0.5", Outlet, Pressure Control Valve, 119-PCV-3040-1 | PSV-Conventional | PC005.01.01
119-PSV-3041-2 | Pressure Safety Valve, 0.5", Outlet, Pressure Control Valve, 119-PCV-3040-2 | PSV-Conventional | PC005.01.01
119-PSV-3061-1 | Pressure Safety Valve, 0.5", Outlet, Pressure Control Valve, 119-PCV-3060-1 | PSV-Conventional | PC005.01.01
119-PSV-3061-2 | Pressure Safety Valve, 0.5", Outlet, Pressure Control Valve, 119-PCV-3060-2 | PSV-Conventional | PC005.01.01
565-CMPX-1007B | PAGA System, Ex (Hazardous Area) Speaker, FER 2 | PAGA System | ER003.02
565-CMPX-1008A | PAGA System, Ex (Hazardous Area) Speaker, Walkway, Forecastle Deck | PAGA System | ER003.02
565-CMPX-1008B | PAGA System, Ex (Hazardous Area) Speaker, Walkway, Forecastle Deck | PAGA System | ER003.02
565-CMPX-1009A | PAGA System, Ex (Hazardous Area) Speaker, Walkway, Forecastle Deck | PAGA System | ER003.02
565-CMPX-1009B | PAGA System, Ex (Hazardous Area) Speaker, Walkway, Forecastle Deck | PAGA System | ER003.02
565-CMPX-1010B | PAGA System, Ex (Hazardous Area) Speaker, Main Deck, FR45P | PAGA System | ER003.02
565-CMPX-1011A | PAGA System, Ex (Hazardous Area) Speaker, Main Deck, FR48P | PAGA System | ER003.02
565-CMPX-1011B | PAGA System, Ex (Hazardous Area) Speaker, Main Deck, FR45P | PAGA System | ER003.02
565-CMPX-1012A | PAGA System, Ex (Hazardous Area) Speaker, Main Deck, FR48P | PAGA System | ER003.02
565-CMPX-1012B | PAGA System, Ex (Hazardous Area) Speaker, Main Deck, FR53P | PAGA System | ER003.02
565-CMPX-1013A | PAGA System, Ex (Hazardous Area) Speaker, Main Deck, FR54P | PAGA System | ER003.02
565-CMPX-1013B | PAGA System, Ex (Hazardous Area) Speaker, Main Deck, FR53P | PAGA System | ER003.02
565-CMPX-1014A | PAGA System, Ex (Hazardous Area) Speaker, Main Deck, FR54P | PAGA System | ER003.02
565-CMPX-1014B | PAGA System, Ex (Hazardous Area) Speaker, Main Deck, FR57P | PAGA System | ER003.02
565-CMPX-1015A | PAGA System, Ex (Hazardous Area) Speaker, Main Deck, FR60P | PAGA System | ER003.02
565-CMPX-1015B | PAGA System, Ex (Hazardous Area) Speaker, Main Deck, FR57P | PAGA System | ER003.02
565-CMPX-1016A | PAGA System, Ex (Hazardous Area) Speaker, Main Deck, FR60P | PAGA System | ER003.02
565-CMPX-1016B | PAGA System, Ex (Hazardous Area) Speaker, Main Deck, FR63P | PAGA System | ER003.02
565-CMPX-1017A | PAGA System, Ex (Hazardous Area) Speaker, Main Deck, FR66P | PAGA System | ER003.02
565-CMPX-1017B | PAGA System, Ex (Hazardous Area) Speaker, Main Deck, FR63P | PAGA System | ER003.02
565-CMPX-1018A | PAGA System, Ex (Hazardous Area) Speaker, Main Deck, FR66P | PAGA System | ER003.02
565-CMPX-1018B | PAGA System, Ex (Hazardous Area) Speaker, Main Deck, FR69P | PAGA System | ER003.02
771-HVDP-0628B-2 | Fire Damper, Vent Air Inlet, Main/Inj Gas Compr, Trn B | Fire Damper | IC001.01.02
771-HVDP-0628C-1 | Fire Damper, Vent Air Inlet, Main/Inj Gas Compr, Trn C | Fire Damper | IC001.01.02
771-HVDP-0628C-2 | Fire Damper, Vent Air Inlet, Main/Inj Gas Compr, Trn C | Fire Damper | IC001.01.02
771-HVDP-0629A-1 | Fire Damper, Vent Air Outlet, Main/Inj Gas Compr, Trn A | Fire Damper | IC001.01.02
771-HVDP-0629A-2 | Fire Damper, Vent Air Outlet, Main/Inj Gas Compr, Trn A | Fire Damper | IC001.01.02
771-HVDP-0629B-1 | Fire Damper, Vent Air Outlet, Main/Inj Gas Compr, Trn B | Fire Damper | IC001.01.02
771-HVDP-0629B-2 | Fire Damper, Vent Air Outlet, Main/Inj Gas Compr, Trn B | Fire Damper | IC001.01.02
771-HVDP-0629C-1 | Fire Damper, Vent Air Outlet, Main/Inj Gas Compr, Trn C | Fire Damper | IC001.01.02
771-HVDP-0629C-2 | Fire Damper, Vent Air Outlet, Main/Inj Gas Compr, Trn C | Fire Damper | IC001.01.02
771-PST-1122A | Pressure Transmitter, Safety Shutdown, Gas Inlet, LP Gas Compressor, Train A [NR13] | Transmitter, Pressure | SD002.03.01
771-PST-1122B | Pressure Transmitter, Safety Shutdown, Gas Inlet, LP Gas Compressor, Train B [NR13] | Transmitter, Pressure | SD002.03.01
771-PST-1123A | Pressure Transmitter, Safety Shutdown, Gas Outlet, LP Gas Compressor, Train A [NR13] | Transmitter, Pressure | SD002.03.01
771-PST-1123B | Pressure Transmitter, Safety Shutdown, Gas Outlet, LP Gas Compressor, Train B [NR13] | Transmitter, Pressure | SD002.03.01
771-PST-7125A | Pressure Transmitter, Safety Shutdown, Gas Inlet, VRU 1st Stage Compr, Train A [NR13] | Transmitter, Pressure | SD002.03.01
771-PST-7125B | Pressure Transmitter, Safety Shutdown, Gas Inlet, VRU 1st Stage Compr, Train B [NR13] | Transmitter, Pressure | SD002.03.01
771-PST-7126A | Pressure Transmitter, Safety Shutdown, Gas Outlet, VRU 1st Stage Compr, Train A [NR13] | Transmitter, Pressure | SD002.03.01
771-PST-7126B | Pressure Transmitter, Safety Shutdown, Gas Outlet, VRU 1st Stage Compr, Train B [NR13] | Transmitter, Pressure | SD002.03.01
771-PST-7225A | Pressure Transmitter, Safety Shutdown, Gas Inlet, VRU 2nd Stage Compr, Train A [NR13] | Transmitter, Pressure | SD002.03.01
771-PST-7225B | Pressure Transmitter, Safety Shutdown, Gas Inlet, VRU 2nd Stage Compr, Train B [NR13] | Transmitter, Pressure | SD002.03.01
771-PST-7226A | Pressure Transmitter, Safety Shutdown, Gas Outlet, VRU 2nd Stage Compr, Train A [NR13] | Transmitter, Pressure | SD002.03.01
771-PST-7226B | Pressure Transmitter, Safety Shutdown, Gas Outlet, VRU 2nd Stage Compr, Train B [NR13] | Transmitter, Pressure | SD002.03.01
771-PST-8113A | Pressure Transmitter, Safety Shutdown, Gas Inlet, CO2 1st Stage Compr, Train A [NR13] | Transmitter, Pressure | SD002.03.01
771-PST-8113B | Pressure Transmitter, Safety Shutdown, Gas Inlet, CO2 1st Stage Compr, Train B [NR13] | Transmitter, Pressure | SD002.03.01
771-PST-8115A | Pressure Transmitter, Safety Shutdown, Gas Outlet, CO2 1st Stage Compr, Train A [NR13] | Transmitter, Pressure | SD002.03.01
771-PST-8115B | Pressure Transmitter, Safety Shutdown, Gas Outlet, CO2 1st Stage Compr, Train B [NR13] | Transmitter, Pressure | SD002.03.01
771-PST-8213A | Pressure Transmitter, Safety Shutdown, Gas Inlet, CO2 2nd Stage Compr, Train A [NR13] | Transmitter, Pressure | SD002.03.01
771-PST-8213B | Pressure Transmitter, Safety Shutdown, Gas Inlet, CO2 2nd Stage Compr, Train B [NR13] | Transmitter, Pressure | SD002.03.01
771-PDIT-3806A | Pressure Transmitter, Diff, shutdown, Seal Gas Booster Compr, Trn A | Transmitter, Pressure | SD002.03.01
771-PDIT-3806B | Pressure Transmitter, Diff, shutdown, Seal Gas Booster Compr, Trn B | Transmitter, Pressure | SD002.03.01
771-PDIT-3806C | Pressure Transmitter, Diff, shutdown, Seal Gas Booster Compr, Trn C | Transmitter, Pressure | SD002.03.01
771-PDST-1121A | Pressure Transmitter, Differential, Safety Shutdown, Strainer, 771-SPSR-1000A | Transmitter, Pressure | SD002.03.01
771-PDST-1121B | Pressure Transmitter, Differential, Safety Shutdown, Strainer, 771-SPSR-1000B | Transmitter, Pressure | SD002.03.01
771-PDST-7255A | Pressure Transmitter, Differential, Safety Shutdown, S/D Valve, 771-SDV-7254A | Transmitter, Pressure | SD002.03.01
771-PDST-7255B | Pressure Transmitter, Differential, Safety Shutdown, S/D Valve, 771-SDV-7254B | Transmitter, Pressure | SD002.03.01
771-PDST-8111A | Pressure Transmitter, Diff, Safety Shutdown, Gas Inlet, CO2 1st Stg Compr, Trn A | Transmitter, Pressure | SD002.03.01
771-PDST-8111B | Pressure Transmitter, Diff, Safety Shutdown, Gas Inlet, CO2 1st Stg Compr, Trn B | Transmitter, Pressure | SD002.03.01
771-PDST-8211A | Pressure Transmitter, Diff, Safety shutdown, Gas Inlet, CO2 2nd Stg Compr, Trn A | Transmitter, Pressure | SD002.03.01
771-PDST-8211B | Pressure Transmitter, Diff, Safety shutdown, Gas Inlet, CO2 2nd Stg Compr, Trn B | Transmitter, Pressure | SD002.03.01
331-PST-0352 | Pressure Transmitter, Alarm, FW To 331-PKFW-5300 | Transmitter, Pressure | SD002.03.01
331-PST-0353 | Pressure Transmitter, Alarm, FW To 331-PKFW-5400 | Transmitter, Pressure | SD002.03.01
667-PSV-1102A | Pressure Safety Valve, 6Q8, Suction, TS LP Service Pump A | PSV-Conventional | PC005.01.01
667-PSV-1102B | Pressure Safety Valve, 6Q8, Suction, TS LP Service Pump B | PSV-Conventional | PC005.01.01
667-PSV-1102C | Pressure Safety Valve, 6Q8, Suction, TS LP Service Pump C | PSV-Conventional | PC005.01.01
667-SDV-1119A | Shutdown Valve, 10", Discharge, TS LP Service Pump A | Valve, Shutdown | SD001.01
667-SDV-1119B | Shutdown Valve, 10", Discharge, TS LP Service Pump B | Valve, Shutdown | SD001.01
667-SDV-1119C | Shutdown Valve, 10", Discharge, TS LP Service Pump C | Valve, Shutdown | SD001.01
667-SVCH-1003 | Check Valve, Dissimilar, 2", Discharge, Topsides HP Service Pump | Valve, Check | PC005.01.01
667-TST-1101A | Temperature Transmitter, Safety Shutdown, Suction, TS LP Service Pump A | Transmitter, Temperature | SD002.03.02
667-TST-1101B | Temperature Transmitter, Safety Shutdown, Suction, LP Service Pump B | Transmitter, Temperature | SD002.03.02
667-TST-1101C | Temperature Transmitter, Safety Shutdown, Suction, LP Service Pump C | Transmitter, Temperature | SD002.03.02
119-PSV-3067-1 | Pressure Safety Valve, 0.5", Outlet, Pressure Control Valve, 119-PCV-3062-1 | PSV-Conventional | PC005.01.01
119-PSV-3067-2 | Pressure Safety Valve, 0.5", Outlet, Pressure Control Valve, 119-PCV-3062-2 | PSV-Conventional | PC005.01.01
119-PSV-3071-1 | Pressure Safety Valve, 0.5", Outlet, Pressure Control Valve, 119-PCV-3070-1 | PSV-Conventional | PC005.01.01
119-PSV-3071-2 | Pressure Safety Valve, 0.5", Outlet, Pressure Control Valve, 119-PCV-3070-2 | PSV-Conventional | PC005.01.01
119-PSV-3077-1 | Pressure Safety Valve, 0.5", Outlet, Pressure Control Valve, 119-PCV-3072-1 | PSV-Conventional | PC005.01.01
119-PSV-3077-2 | Pressure Safety Valve, 0.5", Outlet, Pressure Control Valve, 119-PCV-3072-2 | PSV-Conventional | PC005.01.01
119-PSV-3081-1 | Pressure Safety Valve, 0.5", Outlet, Pressure Control Valve, 119-PCV-3080-1 | PSV-Conventional | PC005.01.01
119-PSV-3081-2 | Pressure Safety Valve, 0.5", Outlet, Pressure Control Valve, 119-PCV-3080-2 | PSV-Conventional | PC005.01.01
119-PSV-3087-1 | Pressure Safety Valve, 0.5", Outlet, Pressure Control Valve, 119-PCV-3082-1 | PSV-Conventional | PC005.01.01
119-PSV-3087-2 | Pressure Safety Valve, 0.5", Outlet, Pressure Control Valve, 119-PCV-3082-2 | PSV-Conventional | PC005.01.01
565-CMPX-1019A | PAGA System, Ex (Hazardous Area) Speaker, Main Deck, FR72P | PAGA System | ER003.02
565-CMPX-1019B | PAGA System, Ex (Hazardous Area) Speaker, Main Deck, FR69P | PAGA System | ER003.02
565-CMPX-1020A | PAGA System, Ex (Hazardous Area) Speaker, Main Deck, FR72P | PAGA System | ER003.02
565-CMPX-1020B | PAGA System, Ex (Hazardous Area) Speaker, Main Deck, FR75P | PAGA System | ER003.02
565-CMPX-1021A | PAGA System, Ex (Hazardous Area) Speaker, Main Deck, FR76P | PAGA System | ER003.02
565-CMPX-1021B | PAGA System, Ex (Hazardous Area) Speaker, Main Deck, FR75P | PAGA System | ER003.02
565-CMPX-1022A | PAGA System, Ex (Hazardous Area) Speaker, Main Deck, FR76P | PAGA System | ER003.02
565-CMPX-1022B | PAGA System, Ex (Hazardous Area) Speaker, Main Deck, FR81P | PAGA System | ER003.02
565-CMPX-1023A | PAGA System, Ex (Hazardous Area) Speaker, Main Deck, FR84P | PAGA System | ER003.02
565-CMPX-1023B | PAGA System, Ex (Hazardous Area) Speaker, Main Deck, FR81P | PAGA System | ER003.02
565-CMPX-1024A | PAGA System, Ex (Hazardous Area) Speaker, Main Deck, FR84P | PAGA System | ER003.02
565-CMPX-1024B | PAGA System, Ex (Hazardous Area) Speaker, Main Deck, FR87P | PAGA System | ER003.02
565-CMPX-1025A | PAGA System, Ex (Hazardous Area) Speaker, Main Deck, FR95P | PAGA System | ER003.02
565-CMPX-1025B | PAGA System, Ex (Hazardous Area) Speaker, Main Deck, FR87P | PAGA System | ER003.02
565-CMPX-1026A | PAGA System, Ex (Hazardous Area) Speaker, Main Deck, FR95P | PAGA System | ER003.02
565-CMPX-1026B | PAGA System, Ex (Hazardous Area) Speaker, Main Deck, FR95P | PAGA System | ER003.02
565-CMPX-1027A | PAGA System, Ex (Hazardous Area) Speaker, Main Deck, FR95S | PAGA System | ER003.02
565-CMPX-1027B | PAGA System, Ex (Hazardous Area) Speaker, Main Deck, FR95S | PAGA System | ER003.02
565-CMPX-1028A | PAGA System, Ex (Hazardous Area) Speaker, Main Deck, FR95S | PAGA System | ER003.02
565-CMPX-1028B | PAGA System, Ex (Hazardous Area) Speaker, Main Deck, FR87S | PAGA System | ER003.02
565-CMPX-1029A | PAGA System, Ex (Hazardous Area) Speaker, Main Deck, FR84S | PAGA System | ER003.02
565-CMPX-1029B | PAGA System, Ex (Hazardous Area) Speaker, Main Deck, FR87S | PAGA System | ER003.02
771-PT-4779A-1 | Pressure Transmitter, Shutdown, FG Supply Downstream, Main Gas Compr, Trn A | Transmitter, Pressure | SD002.03.01
771-PT-4779A-2 | Pressure Transmitter, Shutdown, FG Supply Downstream, Main Gas Compr, Trn A | Transmitter, Pressure | SD002.03.01
771-PT-4779B-1 | Pressure Transmitter, Shutdown, FG Supply Downstream, Main Gas Compr, Trn B | Transmitter, Pressure | SD002.03.01
771-PT-4779B-2 | Pressure Transmitter, Shutdown, FG Supply Downstream, Main Gas Compr, Trn B | Transmitter, Pressure | SD002.03.01
771-PT-4779C-1 | Pressure Transmitter, Shutdown, FG Supply Downstream, Main Gas Compr, Trn C | Transmitter, Pressure | SD002.03.01
771-PT-4779C-2 | Pressure Transmitter, Shutdown, FG Supply Downstream, Main Gas Compr, Trn C | Transmitter, Pressure | SD002.03.01
771-PDIT-4832A-1 | Pressure Transmitter, Diff, Sdn, Air Inlet Hi Eff Fltr, Main/Inj Gas Compr, Tr A | Transmitter, Pressure | SD002.03.01
771-PDIT-4832A-2 | Pressure Transmitter, Diff, Sdn, Air Inlet Hi Eff Fltr, Main/Inj Gas Compr, Tr A | Transmitter, Pressure | SD002.03.01
771-PDIT-4832B-1 | Pressure Transmitter, Diff, Sdn, Air Inlet Hi Eff Fltr, Main/Inj Gas Compr, Tr B | Transmitter, Pressure | SD002.03.01
771-PDIT-4832B-2 | Pressure Transmitter, Diff, Sdn, Air Inlet Hi Eff Fltr, Main/Inj Gas Compr, Tr B | Transmitter, Pressure | SD002.03.01
771-PDIT-4832C-1 | Pressure Transmitter, Diff, Sdn, Air Inlet Hi Eff Fltr, Main/Inj Gas Compr, Tr C | Transmitter, Pressure | SD002.03.01
771-PDIT-4832C-2 | Pressure Transmitter, Diff, Sdn, Air Inlet Hi Eff Fltr, Main/Inj Gas Compr, Tr C | Transmitter, Pressure | SD002.03.01
771-PST-8215A | Pressure Transmitter, Safety Shutdown, Gas Outlet, CO2 2nd Stage Compr, Train A [NR13] | Transmitter, Pressure | SD002.03.01
771-PST-8215B | Pressure Transmitter, Safety Shutdown, Gas Outlet, CO2 2nd Stage Compr, Train B [NR13] | Transmitter, Pressure | SD002.03.01
771-PSV-1128A | Pressure Safety Valve, 4P6, Gas Outlet, LP Gas Compressor, Train A | PSV-Conventional | PC005.01.01
771-PSV-1128B | Pressure Safety Valve, 4P6, Gas Outlet, LP Gas Compressor, Train B | PSV-Conventional | PC005.01.01
771-PSV-7153A | Pressure Safety Valve, 6Q8, Gas Outlet, VRU 1st Stage Compressor, Train A | PSV-Conventional | PC005.01.01
771-PSV-7153B | Pressure Safety Valve, 6Q8, Gas Outlet, VRU 1st Stage Compressor, Train B | PSV-Conventional | PC005.01.01
771-PSV-7253A | Pressure Safety Valve, 4P6, Gas Outlet, VRU 2nd Stage Compressor, Trn A | PSV-Conventional | PC005.01.01
771-PSV-7253B | Pressure Safety Valve, 4P6, Gas Outlet, VRU 2nd Stage Compressor, Trn B | PSV-Conventional | PC005.01.01
771-PSV-8117A | Pressure Safety Valve, 6R8, Gas Outlet, CO2 1st Stage Compressor, Train A | PSV-Conventional | PC005.01.01
771-PSV-8117B | Pressure Safety Valve, 6R8, Gas Outlet, CO2 1st Stage Compressor, Train B | PSV-Conventional | PC005.01.01
771-SPSR-1000A | Strainer, T-Type, Gas Inlet, LP Gas Compressor, Train A | Strainer | PC002.02
771-SPSR-1000B | Strainer, T-Type, Gas Inlet, LP Gas Compressor, Train B | Strainer | PC002.02
771-SPSR-1014A | Strainer, T-Type, Gas Inlet, CO2 1st Stage Compressor, Train A | Strainer | PC002.02
771-SPSR-1014B | Strainer, T-Type, Gas Inlet, CO2 1st Stage Compressor, Train B | Strainer | PC002.02
771-SPSR-1017A | Strainer, T-Type, Gas Inlet, CO2 2nd Stage Compressor, Train A | Strainer | PC002.02
771-SPSR-1017B | Strainer, T-Type, Gas Inlet, CO2 2nd Stage Compressor, Train B | Strainer | PC002.02
771-SPSR-2000A | Strainer, T-Type, Gas Inlet, VRU 1st Stage Compressor, Train A | Strainer | PC002.02
771-SPSR-2000B | Strainer, T-Type, Gas Inlet, VRU 1st Stage Compressor, Train B | Strainer | PC002.02
771-SPSR-2001A | Strainer, T-Type, Gas Inlet, VRU 2nd Stage Compressor, Train A | Strainer | PC002.02
771-SPSR-2001B | Strainer, T-Type, Gas Inlet, VRU 2nd Stage Compressor, Train B | Strainer | PC002.02
771-SPSR-3542A | Strainer, Y-Type, FG Supply, MGC/IGC Turbine Drive Package, Train A | Strainer | PC002.02
771-SPSR-3542B | Strainer, Y-Type, FG Supply, MGC/IGC Turbine Drive Package, Train B | Strainer | PC002.02
331-HS-3350 | Push Button, Solenoid Valve CCR Open, 331-SXV-3350 | Input device on/off Push button | PS003.01.02
331-GEFO-1000 | Fireman Outfit Locker, Fireproof Lifeline With Safety Harness, Firemans Equipment, Safety Equipment | Locker, Fireman Outfit | LS003.01.01
331-GEFO-0800 | Fireman Outfit Locker, Fire Axe (Aircraft Type), Firemans Equipment, Safety Equipment | Locker, Fireman Outfit | LS003.01.01
331-GEFO-1200 | Fireman Outfit Locker, Hacksaw With Spare Blades, Firemans Equipment, Safety Equipment | Locker, Fireman Outfit | LS003.01.01
333-LSWB-0100 | Weatherproof Box, Topsides General, Safety Equipment | Locker, Fireman Outfit | LS003.01.01
333-LSWB-0200 | Weatherproof Box, Main Deck, Safety Equipment | Locker, Fireman Outfit | LS003.01.01
333-LSWB-0300 | Weatherproof Box, Topsides General, Safety Equipment | Locker, Fireman Outfit | LS003.01.01
331-GEFO-0700 | Fireman Outfit Locker, Fire Axe (Quandrant Type), Firemans Equipment, Safety Equipment | Locker, Fireman Outfit | LS003.01.01
331-GEFO-0900 | Fireman Outfit Locker, Safety Lamp, Firemans Equipment, Safety Equipment | Locker, Fireman Outfit | LS003.01.01
333-LSWB-0400 | Weatherproof Box, Main Deck, Safety Equipment | Locker, Fireman Outfit | LS003.01.01
333-LSWB-0500 | Weatherproof Box, Main Deck, Safety Equipment | Locker, Fireman Outfit | LS003.01.01
331-PSV-5191 | Pressure Safety Valve, 2", From Hydraulic Cooler (N18), Main FWP No1 | PSV-Conventional | PS008.01
331-PSV-5192 | Pressure Safety Valve, 2", From Room Cooler (N19), Main FWP No1 | PSV-Conventional | PS008.01
331-PSV-5291 | Pressure Safety Valve, 2"x2", Cooling Water To Hydraulic Oil Cooler | PSV-Conventional | PS008.01
331-PSV-5292 | Pressure Safety Valve, 2", From Room Cooler (N19), Main FWP No2 | PSV-Conventional | PS008.01
331-PSV-5391 | Pressure Safety Valve, 2"x2", Cooling Water To Hydraulic Oil Cooler | PSV-Conventional | PS008.01
331-PSV-5392 | Pressure Safety Valve, 2", From Room Cooler (N19), Main FWP No3 | PSV-Conventional | PS008.01
331-PSV-5491 | Pressure Safety Valve, 2"x2", Cooling Water To Hydraulic Oil Cooler | PSV-Conventional | PS008.01
331-PSV-5492 | Pressure Safety Valve, 2", From Room Cooler (N19), Main FWP No4 | PSV-Conventional | PS008.01
661-PST-2103 | Pressure Transmitter, Shutdown, Inlet, Test Heater, 662-HEST-0100 [NR13] | Transmitter, Pressure | SD002.03.01
119-PSV-3001A | Pressure Safety Valve, 0.375", LP Header Accumulator, 119-HYAT-8001A | PSV-Conventional | PC005.01.01
119-PSV-3001B | Pressure Safety Valve, 0.375", LP Header Accumulator, 119-HYAT-8001B | PSV-Conventional | PC005.01.01
119-PSV-3001C | Pressure Safety Valve, 0.375", LP Header Accumulator, 119-HYAT-8001C | PSV-Conventional | PC005.01.01
119-PSV-3001D | Pressure Safety Valve, 0.375", LP Header Accumulator, 119-HYAT-8001D | PSV-Conventional | PC005.01.01
119-PSV-3001E | Pressure Safety Valve, 0.375", LP Header Accumulator, 119-HYAT-8001E | PSV-Conventional | PC005.01.01
119-PSV-3001F | Pressure Safety Valve, 0.375", LP Header Accumulator, 119-HYAT-8001F | PSV-Conventional | PC005.01.01
119-PSV-3051A | Pressure Safety Valve, 0.375", LP Header Accumulator, 119-HYAT-8051A | PSV-Conventional | PC005.01.01
119-PSV-3051B | Pressure Safety Valve, 0.375", LP Header Accumulator, 119-HYAT-8051B | PSV-Conventional | PC005.01.01
119-PSV-3051C | Pressure Safety Valve, 0.375", LP Header Accumulator, 119-HYAT-8051C | PSV-Conventional | PC005.01.01
667-VACH-1019 | Check Valve, Dissimilar, 2", Discharge, Topsides HP Service Pump | Valve, Check | PC005.01.01
667-VEPU-0201 | Pulsation Damper, Suction, Main HP Service Pump | Damper, Pulsation | PC002.04
667-VEPU-0202 | Pulsation Damper, Discharge, Main HP Service Pump | Damper, Pulsation | PC002.04
565-CMPX-1030A | PAGA System, Ex (Hazardous Area) Speaker, Main Deck, FR84S | PAGA System | ER003.02
565-CMPX-1030B | PAGA System, Ex (Hazardous Area) Speaker, Main Deck, FR81S | PAGA System | ER003.02
565-CMPX-1031A | PAGA System, Ex (Hazardous Area) Speaker, Main Deck, FR78S | PAGA System | ER003.02
565-CMPX-1031B | PAGA System, Ex (Hazardous Area) Speaker, Main Deck, FR81S | PAGA System | ER003.02
565-CMPX-1032A | PAGA System, Ex (Hazardous Area) Speaker, Main Deck, FR78S | PAGA System | ER003.02
565-CMPX-1032B | PAGA System, Ex (Hazardous Area) Speaker, Main Deck, FR75S | PAGA System | ER003.02
565-CMPX-1033A | PAGA System, Ex (Hazardous Area) Speaker, Main Deck, FR72S | PAGA System | ER003.02
565-CMPX-1033B | PAGA System, Ex (Hazardous Area) Speaker, Main Deck, FR75S | PAGA System | ER003.02
565-CMPX-1034A | PAGA System, Ex (Hazardous Area) Speaker, Main Deck, FR72S | PAGA System | ER003.02
565-CMPX-1034B | PAGA System, Ex (Hazardous Area) Speaker, Main Deck, FR69S | PAGA System | ER003.02
565-CMPX-1035A | PAGA System, Ex (Hazardous Area) Speaker, Main Deck, FR66S | PAGA System | ER003.02
565-CMPX-1035B | PAGA System, Ex (Hazardous Area) Speaker, Main Deck, FR69S | PAGA System | ER003.02
565-CMPX-1036A | PAGA System, Ex (Hazardous Area) Speaker, Main Deck, FR66S | PAGA System | ER003.02
565-CMPX-1036B | PAGA System, Ex (Hazardous Area) Speaker, Main Deck, FR63S | PAGA System | ER003.02
565-CMPX-1037A | PAGA System, Ex (Hazardous Area) Speaker, Main Deck, FR60S | PAGA System | ER003.02
565-CMPX-1037B | PAGA System, Ex (Hazardous Area) Speaker, Main Deck, FR63S | PAGA System | ER003.02
565-CMPX-1038A | PAGA System, Ex (Hazardous Area) Speaker, Main Deck, FR60S | PAGA System | ER003.02
565-CMPX-1038B | PAGA System, Ex (Hazardous Area) Speaker, Main Deck, FR57S | PAGA System | ER003.02
565-CMPX-1039A | PAGA System, Ex (Hazardous Area) Speaker, Main Deck, FR54S | PAGA System | ER003.02
565-CMPX-1039B | PAGA System, Ex (Hazardous Area) Speaker, Main Deck, FR57S | PAGA System | ER003.02
565-CMPX-1040A | PAGA System, Ex (Hazardous Area) Speaker, Main Deck, FR54S | PAGA System | ER003.02
565-CMPX-1040B | PAGA System, Ex (Hazardous Area) Speaker, Main Deck, FR51S | PAGA System | ER003.02
771-VACH-1850A | Check Valve, 2", Dissimilar, Gas Inlet, MGC/IGC Seal Gas Treatment Skid, Trn A | Valve, Check | PC005.01.01
771-VACH-1850B | Check Valve, 2", Dissimilar, Gas Inlet, MGC/IGC Seal Gas Treatment Skid, Trn B | Valve, Check | PC005.01.01
771-VACH-1850C | Check Valve, 2", Dissimilar, Gas Inlet, MGC/IGC Seal Gas Treatment Skid, Trn C | Valve, Check | PC005.01.01
771-VACH-1851A | Check Valve, 2", Dissimilar, Gas Inlet, MGC/IGC Seal Gas Treatment Skid, Trn A | Valve, Check | PC005.01.01
771-VACH-1851B | Check Valve, 2", Dissimilar, Gas Inlet, MGC/IGC Seal Gas Treatment Skid, Trn B | Valve, Check | PC005.01.01
771-VACH-1851C | Check Valve, 2", Dissimilar, Gas Inlet, MGC/IGC Seal Gas Treatment Skid, Trn C | Valve, Check | PC005.01.01
771-PSV-8217A | Pressure Safety Valve, 4P6, Gas Outlet, CO2 2nd Stage Compressor, Train A | PSV-Conventional | PC005.01.01
771-PSV-8217B | Pressure Safety Valve, 4P6, Gas Outlet, CO2 2nd Stage Compressor, Train B | PSV-Conventional | PC005.01.01
771-SDV-7254A | Shutdown Valve, 10", Gas Outlet, VRU 2nd Stage Compressor, Train A | Valve, Shutdown | SD001.01
771-SDV-7254B | Shutdown Valve, 10", Gas Outlet, VRU 2nd Stage Compressor, Train B | Valve, Shutdown | SD001.01
771-TIT-3808A | Temperature Transmitter, Shutdown, Seal Gas Booster Compressor, Trn A | Transmitter, Temperature | SD002.03.02
771-TIT-3808B | Temperature Transmitter, Shutdown, Seal Gas Booster Compressor, Trn B | Transmitter, Temperature | SD002.03.02
771-TIT-3808C | Temperature Transmitter, Shutdown, Seal Gas Booster Compressor, Trn C | Transmitter, Temperature | SD002.03.02
771-TIT-3859A | Temperature Transmitter, Shutdown, Seal Gas Booster, Inj Gas Compr, Trn A | Transmitter, Temperature | SD002.03.02
771-TIT-3859B | Temperature Transmitter, Shutdown, Seal Gas Booster, Inj Gas Compr, Trn B | Transmitter, Temperature | SD002.03.02
771-TIT-3859C | Temperature Transmitter, Shutdown, Seal Gas Booster, Inj Gas Compr, Trn C | Transmitter, Temperature | SD002.03.02
771-SPSR-3542C | Strainer, Y-Type, Fuel Gas Supply, MGC/IGC Turbine Drive Package, Train C | Strainer | PC002.02
771-SVCH-1005A | Check Valve, Dissimilar, 10", Gas Outlet, VRU 2nd Stage Compressor, Train A | Valve, Check | PC005.01.01
771-SVCH-1005B | Check Valve, Dissimilar, 10", Gas Outlet, VRU 2nd Stage Compressor, Train B | Valve, Check | PC005.01.01
771-SVCH-1120A | Check Valve, Dissimilar, 16", Unloading Gas, VRU 1st Stage Compressor, Train A | Valve, Check | PC005.01.01
771-SVCH-1120B | Check Valve, Dissimilar, 16", Unloading Gas, VRU 1st Stage Compressor, Train B | Valve, Check | PC005.01.01
771-SVCH-1131A | Check Valve, 10", Gas Outlet, VRU 1st Stage Compressor, Train A | Valve, Check | PC005.01.01
771-VACH-1004A | Check Valve, Dissimilar, 16", Unloading Gas, VRU 1st Stage Compr, Trn A | Valve, Check | PC005.01.01
771-VACH-1004B | Check Valve, Dissimilar, 16", Unloading Gas, VRU 1st Stage Compr, Trn B | Valve, Check | PC005.01.01
771-VACH-1007A | Check Valve, Dissimilar, 10", Gas Outlet, VRU 2nd Stage Compressor, Train A | Valve, Check | PC005.01.01
771-VACH-1007B | Check Valve, Dissimilar, 10", Gas Outlet, VRU 2nd Stage Compressor, Train B | Valve, Check | PC005.01.01
771-VACH-1068A | Check Valve, Dissimilar, 16", Unloading Gas, VRU 1st Stage Compressor, Train A | Valve, Check | PC005.01.01
771-VACH-1068B | Check Valve, Dissimilar, 16", Unloading Gas, VRU 1st Stage Compressor, Train B | Valve, Check | PC005.01.01
126-PS-1150A | Pressure Switch, Purge System, 126-DREM-0101A | Pressure Switch | SD002.03.01
119-PSV-3051D | Pressure Safety Valve, 0.375", LP Header Accumulator, 119-HYAT-8051D | PSV-Conventional | PC005.01.01
119-PSV-3051E | Pressure Safety Valve, 0.375", LP Header Accumulator, 119-HYAT-8051E | PSV-Conventional | PC005.01.01
119-VABF-7101 | Manual Valve, 6", CSC, Isolation, Outlet, Hyd Oil Storage Tank, 331-VEST-5114 | Valve, Butterfly | PS008.02.01
119-VABF-7201 | Manual Valve, 6", CSC, Isolation, Outlet, Hyd Oil Storage Tank, 331-VEST-5214 | Valve, Butterfly | PS008.02.01
119-VABF-7301 | Manual Valve, 6", CSC, Isolation, Outlet, Hyd Oil Storage Tank, 331-VEST-5314 | Valve, Butterfly | PS008.02.01
119-VABF-7401 | Manual Valve, 6", CSC, Isolation, Outlet, Hyd Oil Storage Tank, 331-VEST-5414 | Valve, Butterfly | PS008.02.01
565-CMPX-1041A | PAGA System, Ex (Hazardous Area) Speaker, Main Deck, FR48S | PAGA System | ER003.02
565-CMPX-1041B | PAGA System, Ex (Hazardous Area) Speaker, Main Deck, FR51S | PAGA System | ER003.02
565-CMPX-1042A | PAGA System, Ex (Hazardous Area) Speaker, Main Deck, FR48S | PAGA System | ER003.02
565-CMPX-1042B | PAGA System, Ex (Hazardous Area) Speaker, Main Deck, FR45S | PAGA System | ER003.02
565-CMPX-1043A | PAGA System, Ex (Hazardous Area) Speaker, Main Deck, FR90P | PAGA System | ER003.02
565-CMPX-1043B | PAGA System, Ex (Hazardous Area) Speaker, Main Deck, FR45S | PAGA System | ER003.02
565-CMPX-1044A | PAGA System, Ex (Hazardous Area) Speaker, Main Deck, FR90P | PAGA System | ER003.02
565-CMPX-1044B | PAGA System, Ex (Hazardous Area) Speaker, Main Deck, FR93P | PAGA System | ER003.02
565-CMPX-1045A | PAGA System, Ex (Hazardous Area) Speaker, Main Deck, FR90S | PAGA System | ER003.02
565-CMPX-1045B | PAGA System, Ex (Hazardous Area) Speaker, Main Deck, FR93P | PAGA System | ER003.02
565-CMPX-1046A | PAGA System, Ex (Hazardous Area) Speaker, Main Deck, FR90S | PAGA System | ER003.02
565-CMPX-1046B | PAGA System, Ex (Hazardous Area) Speaker, Main Deck, FR93S | PAGA System | ER003.02
565-CMPX-1047A | PAGA System, Ex (Hazardous Area) Speaker, Stairway Port, Main Deck | PAGA System | ER003.02
565-CMPX-1047B | PAGA System, Ex (Hazardous Area) Speaker, Main Deck, FR93S | PAGA System | ER003.02
565-CMPX-1048A | PAGA System, Ex (Hazardous Area) Speaker, FR104P Main Deck | PAGA System | ER003.02
565-CMPX-1048B | PAGA System, Ex (Hazardous Area) Speaker, FR95P Main Deck | PAGA System | ER003.02
565-CMPX-1049A | PAGA System, Ex (Hazardous Area) Speaker, FR104P Fwd Mezzanine Deck | PAGA System | ER003.02
565-CMPX-1049B | PAGA System, Ex (Hazardous Area) Speaker, Walkway Fwd Mezzanine Deck | PAGA System | ER003.02
565-CMPX-1050A | PAGA System, Ex (Hazardous Area) Speaker,Shelter PS Forecastle Deck | PAGA System | ER003.02
565-CMPX-1050B | PAGA System, Ex (Hazardous Area) Speaker, Shelter SB Forecastle Deck | PAGA System | ER003.02
565-CMPX-1051A | PAGA System, Ex (Hazardous Area) Speaker, FWD Muster Area, FWD Mezzanine Deck | PAGA System | ER003.02
565-CMPX-1051B | PAGA System, Ex (Hazardous Area) Speaker, SB Stairway FWD Mezzanine Deck | PAGA System | ER003.02
771-TST-1124A | Temperature Transmitter, Safety Shutdown, Gas Outlet, LP Gas Compressor, Trn A | Transmitter, Temperature | SD002.03.02
771-TST-1124B | Temperature Transmitter, Safety Shutdown, Gas Outlet, LP Gas Compressor, Trn B | Transmitter, Temperature | SD002.03.02
771-TST-7128A | Temperature Transmitter, Safety Shutdown, Gas Outlet, VRU 1st Stage Compr, Trn A | Transmitter, Temperature | SD002.03.02
771-TST-7128B | Temperature Transmitter, Safety Shutdown, Gas Outlet, VRU 1st Stage Compr, Trn B | Transmitter, Temperature | SD002.03.02
771-TST-7228A | Temperature Transmitter, Safety Shutdown, Gas Outlet, VRU 2nd Stage Compr, Trn A | Transmitter, Temperature | SD002.03.02
771-TST-7228B | Temperature Transmitter, Safety Shutdown, Gas Outlet, VRU 2nd Stage Compr, Trn B | Transmitter, Temperature | SD002.03.02
771-TST-8116A | Temperature Transmitter, Safety Shutdown, Gas Outlet, CO2 1st Stage Compr, Trn A | Transmitter, Temperature | SD002.03.02
771-TST-8116B | Temperature Transmitter, Safety Shutdown, Gas Outlet, CO2 1st Stage Compr, Trn B | Transmitter, Temperature | SD002.03.02
771-TST-8216A | Temperature Transmitter, Safety Shutdown, Gas Outlet, CO2 2nd Stage Compr, Trn A | Transmitter, Temperature | SD002.03.02
771-TST-8216B | Temperature Transmitter, Safety Shutdown, Gas Outlet, CO2 2nd Stage Compr, Trn B | Transmitter, Temperature | SD002.03.02
772-TST-4606A | Temperature Transmitter, 772-HBEH-0109A | Transmitter, Temperature | SD002.03.02
772-TST-4606B | Temperature Transmitter, 772-HBEH-0109B | Transmitter, Temperature | SD002.03.02
772-TST-4606C | Temperature Transmitter, 772-HBEH-0109C | Transmitter, Temperature | SD002.03.02
772-TST-4607A | Temperature Transmitter, 772-HBEH-0109A | Transmitter, Temperature | SD002.03.02
772-TST-4607B | Temperature Transmitter, 772-HBEH-0109B | Transmitter, Temperature | SD002.03.02
772-TST-4607C | Temperature Transmitter, 772-HBEH-0109C | Transmitter, Temperature | SD002.03.02
772-TST-4608A | Temperature Transmitter, 772-HBEH-0109A | Transmitter, Temperature | SD002.03.02
772-TST-4608B | Temperature Transmitter, 772-HEBH-0109B | Transmitter, Temperature | SD002.03.02
113-SOV-2130 | Solenoid Valve, 1", Utility Air, Riser Balcony Drain Pump 113-PUAD-0030 | Valve, Solenoid | ER008.01.02
667-PST-1211 | Pressure Transmitter, Safety, Shutdown, Seawater, Topsides HP Service Pump | Transmitter, Pressure | SD002.03.01
667-PST-1212 | Pressure Transmitter, Safety Shutdown, HP Service Fluid, TS HP Service Pump [NR13] | Transmitter, Pressure | SD002.03.01
667-PSV-1202 | Pressure Safety Valve, 2J3, Shutdown, HP Flare Gas, Topsides HP Service Pump | PSV-Conventional | PC005.01.01
667-SDV-1123 | Shutdown Valve, 10", MGO Supply, TS LP Service Pump A | Valve, Shutdown | SD001.01
667-SDV-1124 | Shutdown Valve, 10", Dead Oil Supply, TS LP Service Pump A | Valve, Shutdown | SD001.01
667-SDV-1219 | Shutdown Valve, 2", HP Service Fluid, Topsides HP Service Pump | Valve, Shutdown | SD001.01
667-TST-1201 | Temperature Transmitter, Safety, Shutdown, Seawater, Topsides HP Service Pump | Transmitter, Temperature | SD002.03.02
126-PSV-0672-1 | Pressure Safety Valve, 1.5G3, Water Injec Surge Vessel To HP Flare Gas Header | PSV-Conventional | PC005.01.01
126-PSV-0672-2 | Pressure Safety Valve, 1.5G3, Water Injec Surge Vessel To HP Flare Gas Header | PSV-Conventional | PC005.01.01
126-SVCH-3648A | Check Valve, Dissimilar, 12", CIP Solution Fm CIP Pkge To SRP Vessels, Train A | Valve, Check | PC005.01.01
126-SVCH-3648B | Check Valve, Dissimilar, 12", CIP Solution Fm CIP Pkge To SRP Vessels, Train B | Valve, Check | PC005.01.01
126-VACH-3648C | Check Valve, Dissimilar, 12", CIP Solution Fm CIP Pkge To SRP Vessels, Train C | Valve, Check | PC005.01.01
126-VACH-3649A | Check Valve, Dissimilar, 12", CIP Solution Fm CIP Pkge To SRP Vessels, Train A | Valve, Check | PC005.01.01
565-CMPX-1052A | PAGA System, Ex (Hazardous Area) Speaker, FR104P Fwd Mezzanine Deck | PAGA System | ER003.02
565-CMPX-1052B | PAGA System, Ex (Haz Area) Speaker, Quick Release HPU Room Fwd Mezzanine Deck | PAGA System | ER003.02
565-CMPX-1053A | PAGA System, Ex (Hazardous Area) Speaker, FR95 Fwd Mezzanine Deck | PAGA System | ER003.02
565-CMPX-1053B | PAGA System, Ex (Hazardous Area) Speaker, Walkway Fwd Mezzanine Deck | PAGA System | ER003.02
565-CMPX-1054A | PAGA System, Ex (Hazardous Area) Speaker, FR95 Fwd Mezzanine Deck | PAGA System | ER003.02
565-CMPX-1054B | PAGA System, Ex (Hazardous Area) Speaker, Stairway PS Fwd Mezzanine Deck | PAGA System | ER003.02
565-CMPX-1055A | PAGA System, Ex (Haz Area) Speaker, Quick Release HPU Room Fwd Mezzanine Deck | PAGA System | ER003.02
565-CMPX-1055B | PAGA System, Ex (Hazardous Area) Speaker, Fwd Muster Area Fwd Mezzanine Deck | PAGA System | ER003.02
565-CMPX-1056B | PAGA System, Ex (Hazardous Area) Speaker, Walkway Fwd Mezzanine Deck | PAGA System | ER003.02
565-CMPX-1057A | PAGA System, Ex (Hazardous Area) Speaker, FR104S Fwd Mezzanine Deck | PAGA System | ER003.02
565-CMPX-1057B | PAGA System, Ex (Hazardous Area) Speaker, PS Shelter FWD Mezzanine Deck | PAGA System | ER003.02
565-CMPX-1058A | PAGA System, Ex (Hazardous Area) Speaker, Shelter SB Forecastle Deck | PAGA System | ER003.02
565-CMPX-2000A | PAGA System, Ex (Hazardous Area) Speaker, Emergency Generator Room | PAGA System | ER003.02
565-CMPX-2000B | PAGA System, Ex (Hazardous Area) Speaker, Emergency Generator Room | PAGA System | ER003.02
565-CMPX-2001A | PAGA System, Ex (Hazardous Area) Speaker, Main Deck, FR38P | PAGA System | ER003.02
565-CMPX-2001B | PAGA System, Ex (Hazardous Area) Speaker, Main Deck, FR20P | PAGA System | ER003.02
565-CMPX-2002A | PAGA System, Ex (Hazardous Area) Speaker, Main Deck, FR38P | PAGA System | ER003.02
565-CMPX-2002B | PAGA System, Ex (Hazardous Area) Speaker, Main Deck, FR20P | PAGA System | ER003.02
565-CMPX-2003A | PAGA System, Ex (Hazardous Area) Speaker, Main Deck, FR6P | PAGA System | ER003.02
565-CMPX-2003B | PAGA System, Ex (Hazardous Area) Speaker, Main Deck, FR20P | PAGA System | ER003.02
565-CMPX-2004A | PAGA System, Ex (Hazardous Area) Speaker, Main Deck, FR13P | PAGA System | ER003.02
565-CMPX-2004B | PAGA System, Ex (Hazardous Area) Speaker, Main Deck, FR20S | PAGA System | ER003.02
771-VACH-3527A | Check Valve, Dissimilar, 0.75", Secondary Seal Gas, Main Gas Compr, Trn A | Valve, Check | PC005.01.01
771-VACH-3527B | Check Valve, Dissimilar, 0.75", Secondary Seal Gas, Main Gas Compr, Trn B | Valve, Check | PC005.01.01
771-VACH-3527C | Check Valve, Dissimilar, 0.75", Secondary Seal Gas, Main Gas Compr, Trn C | Valve, Check | PC005.01.01
771-VACH-3528A | Check Valve, Dissimilar, 0.75", Secondary Seal Gas, Main Gas Compr, Trn A | Valve, Check | PC005.01.01
771-VACH-3528B | Check Valve, Dissimilar, 0.75", Secondary Seal Gas, Main Gas Compr, Trn B | Valve, Check | PC005.01.01
771-VACH-3528C | Check Valve, Dissimilar, 0.75", Secondary Seal Gas, Main Gas Compr, Trn C | Valve, Check | PC005.01.01
771-VACH-3529A | Check Valve, Dissimilar, 0.75", Secondary Seal Gas, Main Gas Compr, Trn A | Valve, Check | PC005.01.01
771-VACH-3529B | Check Valve, Dissimilar, 0.75", Secondary Seal Gas, Main Gas Compr, Trn B | Valve, Check | PC005.01.01
771-VACH-3529C | Check Valve, Dissimilar, 0.75", Secondary Seal Gas, Main Gas Compr, Trn C | Valve, Check | PC005.01.01
771-VACH-3530A | Check Valve, Dissimilar, 0.75", Secondary Seal Gas, Inj Gas Compr, Trn A | Valve, Check | PC005.01.01
771-VACH-3530B | Check Valve, Dissimilar, 0.75", Secondary Seal Gas, Inj Gas Compr, Trn B | Valve, Check | PC005.01.01
771-VACH-3530C | Check Valve, Dissimilar, 0.75", Secondary Seal Gas, Inj Gas Compr, Trn C | Valve, Check | PC005.01.01
771-VACH-3531A | Check Valve, Dissimilar, 0.75", Secondary Seal Gas, Inj Gas Compr, Trn A | Valve, Check | PC005.01.01
117-PS-5107 | Pressure Switch, Shutdown, LO Pressure Low, Main FWP No1 Engine | Pressure Switch | SD002.03.01
117-PS-5207 | Pressure Switch, Shutdown, LO Pressure Low, Main FWP No2 Engine | Pressure Switch | SD002.03.01
117-PS-5307 | Pressure Switch, Shutdown, LO Pressure Low, Main FWP No3 Engine | Pressure Switch | SD002.03.01
772-TST-4608C | Temperature Transmitter, 772-HBEH-0109C | Transmitter, Temperature | SD002.03.02
772-TST-4609A | Temperature Transmitter, 772-HEBH-0109A | Transmitter, Temperature | SD002.03.02
772-TST-4609B | Temperature Transmitter, 772-HBEH-0109B | Transmitter, Temperature | SD002.03.02
772-TST-4609C | Temperature Transmitter, 772-HBEH-0109C | Transmitter, Temperature | SD002.03.02
777-SDV-3100A | Shutdown Valve, 3", Primary Seal Gas Supply, VRU Package, Trn A | Valve, Shutdown | SD001.01
777-SDV-3100B | Shutdown Valve, 3", Primary Seal Gas Supply, VRU Package, Trn B | Valve, Shutdown | SD001.01
777-SDV-3300A | Shutdown Valve, 2", Primary Seal Gas Supply, CO2 Compressor Package, Trn A | Valve, Shutdown | SD001.01
777-SDV-3300B | Shutdown Valve, 2", Primary Seal Gas Supply, CO2 Compressor Package, Trn B | Valve, Shutdown | SD001.01
874-DREM-2308 | Electric Motor, Fixed Boom Crane, Fwd PS | Motor, Electric | SI005.01.01
874-DREM-2309 | Electric Motor, Fixed Boom Crane, Fwd PS | Motor, Electric | SI005.01.01
874-DREM-2329 | Electric Motor, Fixed Boom Crane, Fwd PS | Motor, Electric | SI005.01.01
874-DREM-1302A | Electric Motor, HPU Pump 1, Pedestal Crane, 874-CRDK-0003 | Motor, Electric | SI005.01.01
874-DREM-1302B | Electric Motor, HPU Pump 2, Pedestal Crane, 874-CRDK-0003 | Motor, Electric | SI005.01.01
874-DREM-2302A | Electric Motor, HPU Pump 1, Pedestal Crane, 874-CRDK-0002 | Motor, Electric | SI005.01.01
874-DREM-2302B | Electric Motor, HPU Pump 2, Pedestal Crane, 874-CRDK-0002 | Motor, Electric | SI005.01.01
113-SOV-2140 | Solenoid Valve, 1", Utility Air, Riser Balcony Drain Pump 113-PUAD-0040 | Valve, Solenoid | ER008.01.02
113-SOV-2150 | Solenoid Valve, 1", Utility Air, Riser Balcony Drain Pump 113-PUAD-0050 | Valve, Solenoid | ER008.01.02
113-SOV-2160 | Solenoid Valve, 1", Utility Air, Riser Balcony Drain Pump 113-PUAD-0060 | Valve, Solenoid | ER008.01.02
113-SOV-2170 | Solenoid Valve, 1", Utility Air, Riser Balcony Drain Pump 113-PUAD-0070 | Valve, Solenoid | ER008.01.02
113-SOV-2180 | Solenoid Valve, 1", Utility Air, Riser Balcony Drain Pump 113-PUAD-0080 | Valve, Solenoid | ER008.01.02
119-LSL-5230 | Level Switch, Safety, Shutdown, Hydraulic Oil Storage Tank, 331-VEST-5214 | Level Switch | SD002.03.03
119-LSL-5330 | Level Switch, Safety, Shutdown, Hydraulic Oil Storage Tank, 331-VEST-5314 | Level Switch | SD002.03.03
126-VACH-3649B | Check Valve, Dissimilar, 12", CIP Solution Fm CIP Pkge To SRP Vessels, Train B | Valve, Check | PC005.01.01
126-VACH-3649C | Check Valve, Dissimilar, 12", CIP Solution Fm CIP Pkge To SRP Vessels, Train C | Valve, Check | PC005.01.01
565-CMPX-2005A | PAGA System, Ex (Hazardous Area) Speaker, Main Deck, FR13S | PAGA System | ER003.02
565-CMPX-2005B | PAGA System, Ex (Hazardous Area) Speaker, Main Deck, FR20S | PAGA System | ER003.02
565-CMPX-2006A | PAGA System, Ex (Hazardous Area) Speaker, Main Deck, FR6S | PAGA System | ER003.02
565-CMPX-2006B | PAGA System, Ex (Hazardous Area) Speaker, Main Deck, FR20S | PAGA System | ER003.02
565-CMPX-2007A | PAGA System, Ex (Hazardous Area) Speaker, Main Deck, FR38S | PAGA System | ER003.02
565-CMPX-2008A | PAGA System, Ex (Hazardous Area) Speaker, Main Deck, FR38S | PAGA System | ER003.02
565-CMPX-2009B | PAGA System, Ex (Hazardous Area) Speaker, Main Deck, FR4P | PAGA System | ER003.02
565-CMPX-2010B | PAGA System, Ex (Hazardous Area) Speaker, Main Deck, FR4S | PAGA System | ER003.02
565-CMPX-2011A | PAGA System, Ex (Hazardous Area) Speaker, Paint Store | PAGA System | ER003.02
565-CMPX-2011B | PAGA System, Ex (Hazardous Area) Speaker, Paint Store | PAGA System | ER003.02
565-CMPX-2012A | PAGA System, Ex (Hazardous Area) Speaker, Main Deck, AMS Vent Exhaust | PAGA System | ER003.02
565-CMPX-2012B | PAGA System, Ex (Hazardous Area) Speaker, Main Deck, AMS Vent Exhaust | PAGA System | ER003.02
565-CMPX-2013A | PAGA System, Ex (Hazardous Area) Speaker, Main Deck, Funnel | PAGA System | ER003.02
565-CMPX-2013B | PAGA System, Ex (Hazardous Area) Speaker, Main Deck, Funnel | PAGA System | ER003.02
565-CMPX-3001A | PAGA System, Ex (Hazardous Area) Speaker, A-Deck, FR20P | PAGA System | ER003.02
565-CMPX-3001B | PAGA System, Ex (Hazardous Area) Speaker, A-Deck, FR17P | PAGA System | ER003.02
565-CMPX-3002A | PAGA System, Ex (Hazardous Area) Speaker, A-Deck, FR20S | PAGA System | ER003.02
565-CMPX-3002B | PAGA System, Ex (Hazardous Area) Speaker, A-Deck, FR17S | PAGA System | ER003.02
565-CMPX-3003A | PAGA System, Ex (Hazardous Area) Speaker, A-Deck, Funnel | PAGA System | ER003.02
565-CMPX-3003B | PAGA System, Ex (Hazardous Area) Speaker, A-Deck, Funnel | PAGA System | ER003.02
565-CMPX-4000A | PAGA System, Ex (Hazardous Area) Speaker, B-Deck, FR38S | PAGA System | ER003.02
565-CMPX-4000B | PAGA System, Ex (Hazardous Area) Speaker, B-Deck, FR20S | PAGA System | ER003.02
771-VACH-3531B | Check Valve, Dissimilar, 0.75", Secondary Seal Gas, Inj Gas Compr, Trn B | Valve, Check | PC005.01.01
771-VACH-3531C | Check Valve, Dissimilar, 0.75", Secondary Seal Gas, Inj Gas Compr, Trn C | Valve, Check | PC005.01.01
771-VACH-3533A | Check Valve, Dissimilar, 0.75", Secondary Seal Gas, Main Gas Compr, Trn A | Valve, Check | PC005.01.01
771-VACH-3533B | Check Valve, Dissimilar, 0.75", Secondary Seal Gas, Main Gas Compr, Trn B | Valve, Check | PC005.01.01
771-VACH-3533C | Check Valve, Dissimilar, 0.75", Secondary Seal Gas, Main Gas Compr, Trn C | Valve, Check | PC005.01.01
771-VACH-3536A | Check Valve, Dissimilar, 0.75", Secondary Seal Gas, Inj Gas Compr, Trn A | Valve, Check | PC005.01.01
771-VACH-3536B | Check Valve, Dissimilar, 0.75", Secondary Seal Gas, Inj Gas Compr, Trn B | Valve, Check | PC005.01.01
771-VACH-3536C | Check Valve, Dissimilar, 0.75", Secondary Seal Gas, Inj Gas Compr, Trn C | Valve, Check | PC005.01.01
771-VACH-3538A | Check Valve, Dissimilar, 0.75", Secondary Seal Gas, Inj Gas Compr, Trn A | Valve, Check | PC005.01.01
771-VACH-3538B | Check Valve, Dissimilar, 0.75", Secondary Seal Gas, Inj Gas Compr, Trn B | Valve, Check | PC005.01.01
771-VACH-3538C | Check Valve, Dissimilar, 0.75", Secondary Seal Gas, Inj Gas Compr, Trn C | Valve, Check | PC005.01.01
117-PS-5407 | Pressure Switch, Shutdown, LO Pressure Low, Main FWP No4 Engine | Pressure Switch | SD002.03.01
331-HS-1250 | Push Button, Solenoid Valve CCR Open/Closed, 331-SXV-1250-1/2 | Input device on/off Push button | PS003.01.02
331-HS-1255 | Push Button, Solenoid Valve CCR Open/Closed, 331-SXV-1255 | Input device on/off Push button | PS003.01.02
331-HS-1350 | Push Button, Solenoid Valve CCR Open/Closed, 331-SXV-1350-1/2 | Input device on/off Push button | PS003.01.02
331-HS-1355 | Push Button, Solenoid Valve CCR Open/Closed, 331-SXV-1355 | Input device on/off Push button | PS003.01.02
331-HS-1450 | Push Button, Solenoid Valve CCR Open/Closed, 331-SXV-1450-1/2 | Input device on/off Push button | PS003.01.02
331-HS-1455 | Push Button, Solenoid Valve CCR Open/Closed, 331-SXV-1455 | Input device on/off Push button | PS003.01.02
331-HS-1550 | Push Button, Solenoid Valve CCR Open/Closed, 331-SXV-1550-1/2 | Input device on/off Push button | PS003.01.02
331-HS-1555 | Push Button, Solenoid Valve CCR Open/Closed, 331-SXV-1555 | Input device on/off Push button | PS003.01.02
331-HS-1650 | Push Button, Solenoid Valve CCR Open/Closed, 331-SXV-1650-1/2 | Input device on/off Push button | PS003.01.02
331-HS-1655 | Push Button, Solenoid Valve CCR Open/Closed, 331-SXV-1655 | Input device on/off Push button | PS003.01.02
331-HS-1750 | Push Button, Solenoid Valve CCR Open/Closed, 331-SXV-1750-1/2 | Input device on/off Push button | PS003.01.02
331-HS-1755 | Push Button, Solenoid Valve CCR Open/Closed, 331-SXV-1755 | Input device on/off Push button | PS003.01.02
331-HS-1760 | Push Button, Solenoid Valve CCR Open/Closed, 331-SXV-1760-1/2 | Input device on/off Push button | PS003.01.02
126-PS-1150B | Pressure Switch, Purge System, 126-DREM-0101B | Pressure Switch | SD002.03.01
126-PS-1150C | Pressure Switch, Purge System, 126-DREM-0101C | Pressure Switch | SD002.03.01
119-LSL-5430 | Level Switch, Safety, Shutdown, Hydraulic Oil Storage Tank, 331-VEST-5414 | Level Switch | SD002.03.03
771-PIT-2714A | Pressure Transmitter, Shutdown, Primary Vent, Main Gas Compressor, Trn A | Transmitter, Pressure | SD002.03.01
771-PIT-2714B | Pressure Transmitter, Shutdown, Primary Vent, Main Gas Compressor, Trn B | Transmitter, Pressure | SD002.03.01
771-PIT-2714C | Pressure Transmitter, Shutdown, Primary Vent, Main Gas Compressor, Trn C | Transmitter, Pressure | SD002.03.01
771-PIT-2715A | Pressure Transmitter, Shutdown, Primary Vent, Main Gas Compressor, Trn A | Transmitter, Pressure | SD002.03.01
771-PIT-2715B | Pressure Transmitter, Shutdown, Primary Vent, Main Gas Compressor, Trn B | Transmitter, Pressure | SD002.03.01
771-PIT-2715C | Pressure Transmitter, Shutdown, Primary Vent, Main Gas Compressor, Trn C | Transmitter, Pressure | SD002.03.01
771-PIT-3764A | Pressure Transmitter, Shutdown, Primary Vent, Injection Gas Compressor, Trn A | Transmitter, Pressure | SD002.03.01
565-CMPX-4001A | PAGA System, Ex (Hazardous Area) Speaker, B-Deck, FR6S | PAGA System | ER003.02
565-CMPX-4001B | PAGA System, Ex (Hazardous Area) Speaker, B-Deck, FR20P | PAGA System | ER003.02
565-CMPX-4002A | PAGA System, Ex (Hazardous Area) Speaker, B-Deck, FR20S | PAGA System | ER003.02
565-CMPX-4002B | PAGA System, Ex (Hazardous Area) Speaker, B-Deck, FR20S | PAGA System | ER003.02
565-CMPX-4003A | PAGA System, Ex (Hazardous Area) Speaker, B-Deck, FR20P | PAGA System | ER003.02
565-CMPX-4003B | PAGA System, Ex (Hazardous Area) Speaker, B-Deck, FR20P | PAGA System | ER003.02
565-CMPX-4004A | PAGA System, Ex (Hazardous Area) Speaker, B-Deck, FR6P | PAGA System | ER003.02
565-CMPX-4004B | PAGA System, Ex (Hazardous Area) Speaker, B-Deck, FR20S | PAGA System | ER003.02
565-CMPX-4005A | PAGA System, Ex (Hazardous Area) Speaker, B-Deck, FR38P | PAGA System | ER003.02
565-CMPX-4005B | PAGA System, Ex (Hazardous Area) Speaker, B-Deck, FR20P | PAGA System | ER003.02
565-CMPX-4006A | PAGA System, Ex (Hazardous Area) Speaker, B-Deck, Galley | PAGA System | ER003.02
565-CMPX-4006B | PAGA System, Ex (Hazardous Area) Speaker, B-Deck, Galley | PAGA System | ER003.02
565-CMPX-4007A | PAGA System, Ex (Hazardous Area) Speaker, IGG Room | PAGA System | ER003.02
565-CMPX-4007B | PAGA System, Ex (Hazardous Area) Speaker, IGG Room | PAGA System | ER003.02
565-CMPX-4009A | PAGA System, Ex (Hazardous Area) Speaker, B-Deck, AMS Vent Supply | PAGA System | ER003.02
565-CMPX-4009B | PAGA System, Ex (Hazardous Area) Speaker, B-Deck, AMS Vent Supply | PAGA System | ER003.02
565-CMPX-4010A | PAGA System, Ex (Hazardous Area) Speaker, B-Deck, Funnel | PAGA System | ER003.02
565-CMPX-4010B | PAGA System, Ex (Hazardous Area) Speaker, B-Deck, Funnel | PAGA System | ER003.02
565-CMPX-4011A | PAGA System, Ex (Hazardous Area) Speaker, Oxygen Room B-Deck | PAGA System | ER003.02
565-CMPX-4011B | PAGA System, Ex (Hazardous Area) Speaker, Oxygen Room B-Deck | PAGA System | ER003.02
565-CMPX-4012A | PAGA System, Ex (Hazardous Area) Speaker, Acetylene Room B-Deck | PAGA System | ER003.02
565-CMPX-4012B | PAGA System, Ex (Hazardous Area) Speaker, Acetylene Room B-Deck | PAGA System | ER003.02
331-HS-1765 | Push Button, Solenoid Valve CCR Open/Closed, 331-SXV-1765 | Input device on/off Push button | PS003.01.02
331-HS-2050 | Push Button, Solenoid Valve CCR Open/Closed, 331-SXV-2050-1/2 | Input device on/off Push button | PS003.01.02
331-HS-2055 | Push Button, Solenoid Valve CCR Open/Closed, 331-SXV-2055 | Input device on/off Push button | PS003.01.02
331-HS-2650 | Push Button, Solenoid Valve CCR Open/Close, 331-SXV-2650-1/2 | Input device on/off Push button | PS003.01.02
331-HS-2655 | Push Button, Solenoid Valve CCR Open, 331-SXV-2655 | Input device on/off Push button | PS003.01.02
126-SDV-1006A | Shutdown Valve, 2", Bypass, shutdown Valve, 126-SDV-1004A | Valve, Shutdown | SD001.01
126-SDV-1006B | Shutdown Valve, 2", Bypass, shutdown Valve, 126-SDV-1004B | Valve, Shutdown | SD001.01
126-SDV-1006C | Shutdown Valve, 2", Bypass, shutdown Valve, 126-SDV-1004C | Valve, Shutdown | SD001.01
126-SVCH-1000 | Check Valve, 12", Dissimilar, Discharge, Water Injection Pump A | Valve, Check | PC005.01.01
126-SVCH-1002 | Check Valve, 12", Dissimilar, Discharge, Water Injection Pump C | Valve, Check | PC005.01.01
771-PIT-3764B | Pressure Transmitter, Shutdown, Primary Vent, Injection Gas Compressor, Trn B | Transmitter, Pressure | SD002.03.01
771-PIT-3764C | Pressure Transmitter, Shutdown, Primary Vent, Injection Gas Compressor, Trn C | Transmitter, Pressure | SD002.03.01
771-PIT-3765A | Pressure Transmitter, Shutdown, Primary Vent, Injection Gas Compressor, Trn A | Transmitter, Pressure | SD002.03.01
771-PIT-3765B | Pressure Transmitter, Shutdown, Primary Vent, Injection Gas Compressor, Trn B | Transmitter, Pressure | SD002.03.01
771-PIT-3765C | Pressure Transmitter, Shutdown, Primary Vent, Injection Gas Compressor, Trn C | Transmitter, Pressure | SD002.03.01
771-PIT-3780A | Pressure Transmitter, Shutdown, IA To Tertiary Seals, Injection Gas Compr, Trn A | Transmitter, Pressure | SD002.03.01
771-PIT-3780B | Pressure Transmitter, Shutdown, IA To Tertiary Seals, Injection Gas Compr, Trn B | Transmitter, Pressure | SD002.03.01
771-PIT-3780C | Pressure Transmitter, Shutdown, IA To Tertiary Seals, Injection Gas Compr, Trn C | Transmitter, Pressure | SD002.03.01
771-PIT-3858A | Pressure Transmitter, Shutdown, Seal Gas Inlet, Inj Gas Compr, Trn A | Transmitter, Pressure | SD002.03.01
771-PIT-3858B | Pressure Transmitter, Shutdown, Seal Gas Inlet, Inj Gas Compr, Trn B | Transmitter, Pressure | SD002.03.01
771-PIT-3858C | Pressure Transmitter, Shutdown, Seal Gas Inlet, Inj Gas Compr, Trn C | Transmitter, Pressure | SD002.03.01
565-CMPB-0001A | PAGA System, Ex (Hazardous Area) Flashing Beacon, Aft Fire Pump Room 1 | PAGA System | ER003.02
565-CMPB-0001B | PAGA System, Ex (Hazardous Area) Flashing Beacon, Aft Fire Pump Room 1 | PAGA System | ER003.02
565-CMPB-0002A | PAGA System, Ex (Hazardous Area) Flashing Beacon, Foam Room 1st Deck | PAGA System | ER003.02
565-CMPB-0002B | PAGA System, Ex (Hazardous Area) Flashing Beacon, Foam Room 1st Deck | PAGA System | ER003.02
565-CMPB-0003A | PAGA System, Ex (Hazardous Area) Flashing Beacon, E&I Workshop | PAGA System | ER003.02
565-CMPB-0003B | PAGA System, Ex (Hazardous Area) Flashing Beacon, E&I Workshop | PAGA System | ER003.02
565-CMPB-0004A | PAGA System, Ex (Hazardous Area) Flashing Beacon, 1st Deck, FR21P | PAGA System | ER003.02
565-CMPB-0004B | PAGA System, Ex (Hazardous Area) Flashing Beacon, 1st Deck, FR18S | PAGA System | ER003.02
565-CMPB-0005A | PAGA System, Ex (Hazardous Area) Flashing Beacon, Aft Fire Pump Room 2 | PAGA System | ER003.02
565-CMPB-0005B | PAGA System, Ex (Hazardous Area) Flashing Beacon, Aft Fire pump Room 2 | PAGA System | ER003.02
565-CMPB-0010A | PAGA System, Ex (Haz Area) Flashing Beacon, Cargo System Power Supply Room | PAGA System | ER003.02
565-CMPB-0010B | PAGA System, Ex (Hazardous Area) Flashing Beacon, 2nd Deck, FR34P | PAGA System | ER003.02
565-CMPB-0011A | PAGA System, Ex (Hazardous Area) Flashing Beacon, 2nd Deck, FR18S | PAGA System | ER003.02
565-CMPB-0011B | PAGA System, Ex (Hazardous Area) Flashing Beacon, 2nd Deck, FR13S | PAGA System | ER003.02
565-CMPB-0012A | PAGA System, Ex (Hazardous Area) Flashing Beacon, 2nd Deck, FR20P | PAGA System | ER003.02
565-CMPB-0012B | PAGA System, Ex (Hazardous Area) Flashing Beacon, 2nd Deck, FR21S | PAGA System | ER003.02
565-CMPB-0020A | PAGA System, Ex (Hazardous Area) Flashing Beacon, 3rd Deck, FR33S | PAGA System | ER003.02
565-CMPB-0020B | PAGA System, Ex (Hazardous Area) Flashing Beacon, 3rd Deck, FR33S | PAGA System | ER003.02
565-CMPB-0021A | PAGA System, Ex (Hazardous Area) Flashing Beacon, 3rd Deck, Stores | PAGA System | ER003.02
565-CMPB-0021B | PAGA System, Ex (Hazardous Area) Flashing Beacon, 3rd Deck, Stores | PAGA System | ER003.02
565-CMPB-0022A | PAGA System, Ex (Hazardous Area) Flashing Beacon, Mechanical Workshop | PAGA System | ER003.02
565-CMPX-5000A | PAGA System, Ex (Hazardous Area) Speaker, C-Deck, FR30P | PAGA System | ER003.02
565-CMPX-5000B | PAGA System, Ex (Hazardous Area) Speaker, C-Deck, FR20P | PAGA System | ER003.02
565-CMPX-5001A | PAGA System, Ex (Hazardous Area) Speaker, C-Deck, FR20P | PAGA System | ER003.02
565-CMPX-5001B | PAGA System, Ex (Hazardous Area) Speaker, C-Deck, FR20P | PAGA System | ER003.02
565-CMPX-5002A | PAGA System, Ex (Hazardous Area) Speaker, C-Deck, FR20S | PAGA System | ER003.02
565-CMPX-5002B | PAGA System, Ex (Hazardous Area) Speaker, C-Deck, FR20S | PAGA System | ER003.02
565-CMPX-5003A | PAGA System, Ex (Hazardous Area) Speaker, C-Deck, FR33S | PAGA System | ER003.02
565-CMPX-5003B | PAGA System, Ex (Hazardous Area) Speaker, C-Deck, FR20S | PAGA System | ER003.02
565-CMPX-5004A | PAGA System, Ex (Hazardous Area) Speaker, C-Deck, Funnel | PAGA System | ER003.02
565-CMPX-5004B | PAGA System, Ex (Hazardous Area) Speaker, C-Deck, Funnel | PAGA System | ER003.02
565-CMPX-5005A | PAGA System, Ex (Hazardous Area) Speaker, IGG Room | PAGA System | ER003.02
565-CMPX-5005B | PAGA System, Ex (Hazardous Area) Speaker, IGG Room | PAGA System | ER003.02
565-CMPX-5006A | PAGA System, Ex (Hazardous Area) Speaker, C-Deck, AMS Vent Supply | PAGA System | ER003.02
565-CMPX-6000A | PAGA System, Ex (Hazardous Area) Speaker, D-Deck, FR30P | PAGA System | ER003.02
565-CMPX-6000B | PAGA System, Ex (Hazardous Area) Speaker, D-Deck, FR20P | PAGA System | ER003.02
565-CMPX-6001A | PAGA System, Ex (Hazardous Area) Speaker, D-Deck, FR20P | PAGA System | ER003.02
565-CMPX-6001B | PAGA System, Ex (Hazardous Area) Speaker, D-Deck, FR20P | PAGA System | ER003.02
565-CMPX-6002A | PAGA System, Ex (Hazardous Area) Speaker, D-Deck, FR20S | PAGA System | ER003.02
565-CMPX-6002B | PAGA System, Ex (Hazardous Area) Speaker, D-Deck, FR20S | PAGA System | ER003.02
565-CMPX-6003A | PAGA System, Ex (Hazardous Area) Speaker, D-Deck, FR30S | PAGA System | ER003.02
565-CMPX-6003B | PAGA System, Ex (Hazardous Area) Speaker, D-Deck, FR20S | PAGA System | ER003.02
565-CMPX-6004A | PAGA System, Ex (Hazardous Area) Speaker, D-Deck, IGG Room | PAGA System | ER003.02
565-CMPX-6004B | PAGA System, Ex (Hazardous Area) Speaker, D-Deck, IGG Fan Room | PAGA System | ER003.02
771-VEVF-0654A | Vessel Filter, Fuel Gas, Main/Injection Gas Turbine Driver A | Filter, Vessel | PC002.04
771-VEVF-0654B | Vessel Filter, Fuel Gas, Main/Injection Gas Turbine Driver B | Filter, Vessel | PC002.04
771-VEVF-0654C | Vessel Filter, Fuel Gas, Main/Injection Gas Turbine Driver C | Filter, Vessel | PC002.04
772-PSV-7209-1 | Pressure Safety Valve, 1E2, HP Cold Flare Header, 772-VEVF-0203A/B | PSV-Conventional | PC005.01.01
772-PSV-7209-2 | Pressure Safety Valve, 1E2, HP Cold Flare Header, 772-VEVF-0203A/B | PSV-Conventional | PC005.01.01
124-PST-0538A | Pressure Transmitter, Shutdown, Produced Water Reinjection Booster Pump A Cooler | Transmitter, Pressure | SD002.03.01
124-PST-0538B | Pressure Transmitter, Shutdown, Produced Water Reinjection Booster Pump B Cooler | Transmitter, Pressure | SD002.03.01
124-PST-0538C | Pressure Transmitter, Shutdown, Produced Water Reinjection Booster Pump C Cooler | Transmitter, Pressure | SD002.03.01
111-VEVF-0140A | Vessel Filter, Basket, FG Auto shut-off & vent Valve, Power Generation Package A | Filter, Vessel | PC002.04
111-VEVF-0140B | Vessel Filter, Basket, FG Auto shut-off & vent Valve, Power Generation Package B | Filter, Vessel | PC002.04
111-VEVF-0140C | Vessel Filter, Basket, FG Auto shut-off & vent Valve, Power Generation Package C | Filter, Vessel | PC002.04
119-PSV-31009-1 | Pressure Safety Valve, 1.5", Discharge, Re-Circulation Pump 1, Subsea HPU | PSV-Conventional | PC005.01.01
119-PSV-31009-2 | Pressure Safety Valve, 1.5", Discharge, Re-Circulation Pump 2, Subsea HPU | PSV-Conventional | PC005.01.01
771-TIT-4912A-1 | Temperature Transmitter, Shutdown, Inlet, MLO Filters, Main/Inj Gas Compr, Trn A | Transmitter, Temperature | SD002.03.02
771-TIT-4912A-2 | Temperature Transmitter, Shutdown, Inlet, MLO Filters, Main/Inj Gas Compr, Trn A | Transmitter, Temperature | SD002.03.02
126-VACH-1000 | Check Valve, 12", Dissimilar, Discharge, Water Injection Pump A | Valve, Check | PC005.01.01
126-VACH-1001 | Check Valve, 12", Dissimilar, Discharge, Water Injection Pump B | Valve, Check | PC005.01.01
126-VACH-1002 | Check Valve, 12", Dissimilar, Discharge, Water Injection Pump C | Valve, Check | PC005.01.01
126-VACH-2011 | Check Valve, 12", Dissimilar, Discharge, Water Injection Pump B | Valve, Check | PC005.01.01
771-PSV-3209A | Pressure Safety Valve, 1D2, Gas Inlet, MGC/IGC Seal Gas Treatment Skid, Train A | PSV-Conventional | PC005.01.01
771-PSV-3209B | Pressure Safety Valve, 1D2, Gas Inlet, MGC/IGC Seal Gas Treatment Skid, Train B | PSV-Conventional | PC005.01.01
771-PSV-3209C | Pressure Safety Valve, 1D2, Gas Inlet, MGC/IGC Seal Gas Treatment Skid, Train C | PSV-Conventional | PC005.01.01
771-PSV-3830A | Pressure Safety Valve, 2D3, MGC/IGC Seal Gas Treatment Skid, Train A | PSV-Conventional | PC005.01.01
565-CMPB-0022B | PAGA System, Ex (Hazardous Area) Flashing Beacon, Mechanical Workshop | PAGA System | ER003.02
565-CMPB-0030A | PAGA System, Ex (Hazardous Area) Flashing Beacon, Purifier Room 4th Deck | PAGA System | ER003.02
565-CMPB-0030B | PAGA System, Ex (Hazardous Area) Flashing Beacon, Purifier Room 4th Deck | PAGA System | ER003.02
565-CMPB-0031A | PAGA System, Ex (Hazardous Area) Flashing Beacon, FR28P 4th Deck | PAGA System | ER003.02
565-CMPB-0031B | PAGA System, Ex (Hazardous Area) Flashing Beacon, FR28P 4th Deck | PAGA System | ER003.02
565-CMPB-0032A | PAGA System, Ex (Hazardous Area) Flashing Beacon, FR20S 4th Deck | PAGA System | ER003.02
565-CMPB-0032B | PAGA System, Ex (Hazardous Area) Flashing Beacon, FR24S 4th Deck | PAGA System | ER003.02
565-CMPB-0040A | PAGA System, Ex (Hazardous Area) Flashing Beacon, FR31P 5th Deck | PAGA System | ER003.02
565-CMPB-0040B | PAGA System, Ex (Hazardous Area) Flashing Beacon, FR15P 5th Deck | PAGA System | ER003.02
565-CMPB-0041A | PAGA System, Ex (Hazardous Area) Flashing Beacon, FR31P 5th Deck | PAGA System | ER003.02
565-CMPB-0041B | PAGA System, Ex (Hazardous Area) Flashing Beacon, FR15S 5th Deck | PAGA System | ER003.02
565-CMPB-0042A | PAGA System, Ex (Hazardous Area) Flashing Beacon, FR18S 5th Deck | PAGA System | ER003.02
565-CMPB-0042B | PAGA System, Ex (Hazardous Area) Flashing Beacon,. FR24S 5th Deck | PAGA System | ER003.02
565-CMPB-0043A | PAGA System, Ex (Hazardous Area) Flashing Beacon, FR30S 5th Deck | PAGA System | ER003.02
565-CMPB-0043B | PAGA System, Ex (Hazardous Area) Flashing Beacon, FR36S 5th Deck | PAGA System | ER003.02
565-CMPB-0050A | PAGA System, Ex (Hazardous Area) Flashing Beacon, FR27P Tank top | PAGA System | ER003.02
565-CMPB-0050B | PAGA System, Ex (Hazardous Area) Flashing Beacon, FR31P Tank Top | PAGA System | ER003.02
565-CMPB-0051A | PAGA System, Ex (Hazardous Area) Flashing Beacon, FR29P Tank Top | PAGA System | ER003.02
565-CMPB-0051B | PAGA System, Ex (Hazardous Area) Flashing Beacon, FR25S Tank Top | PAGA System | ER003.02
565-CMPB-0052A | PAGA System, Ex (Hazardous Area) Flashing Beacon, FR27S Tank Top | PAGA System | ER003.02
565-CMPB-0053B | PAGA System, Ex (Hazardous Area) Flashing Beacon, FR35s Tank Top | PAGA System | ER003.02
565-CMPB-1000A | PAGA System, Ex (Haz Area) Flashing Beacon, Reserved Machinery Room | PAGA System | ER003.02
565-CMPX-6005A | PAGA System, Ex (Hazardous Area) Speaker, D-Deck, IGG Fan Room | PAGA System | ER003.02
565-CMPX-6005B | PAGA System, Ex (Hazardous Area) Speaker, D-Deck, IGG Fan Room | PAGA System | ER003.02
565-CMPX-6006A | PAGA System, Ex (Hazardous Area) Speaker, D-Deck, Funnel | PAGA System | ER003.02
565-CMPX-6006B | PAGA System, Ex (Hazardous Area) Speaker, D-Deck, Funnel | PAGA System | ER003.02
565-CMPX-6007B | PAGA System, Ex (Hazardous Area) Speaker, D-Deck, AMS Vent Supply | PAGA System | ER003.02
565-CMPX-7000A | PAGA System, Ex (Hazardous Area) Speaker, E-Deck, FR30P | PAGA System | ER003.02
565-CMPX-7000B | PAGA System, Ex (Hazardous Area) Speaker, E-Deck, FR20P | PAGA System | ER003.02
565-CMPX-7001A | PAGA System, Ex (Hazardous Area) Speaker, E-Deck, FR20P | PAGA System | ER003.02
565-CMPX-7001B | PAGA System, Ex (Hazardous Area) Speaker, E-Deck, FR20P | PAGA System | ER003.02
565-CMPX-7002A | PAGA System, Ex (Hazardous Area) Speaker, E-Deck, FR20S | PAGA System | ER003.02
565-CMPX-7002B | PAGA System, Ex (Hazardous Area) Speaker, E-Deck, FR20S | PAGA System | ER003.02
565-CMPX-7003A | PAGA System, Ex (Hazardous Area) Speaker, E-Deck, FR30S | PAGA System | ER003.02
565-CMPX-7003B | PAGA System, Ex (Hazardous Area) Speaker, E-Deck, FR20S | PAGA System | ER003.02
565-CMPX-7004A | PAGA System, Ex (Hazardous Area) Speaker, E-Deck, Funnel | PAGA System | ER003.02
565-CMPX-7004B | PAGA System, Ex (Hazardous Area) Speaker, E-Deck, Funnel | PAGA System | ER003.02
565-CMPX-7005A | PAGA System, Ex (Hazardous Area) Speaker, E-Deck, AMS Vent Supply | PAGA System | ER003.02
565-CMPX-8000A | PAGA System, Ex (Hazardous Area) Speaker, F-Deck, FR30S | PAGA System | ER003.02
565-CMPX-8000B | PAGA System, Ex (Hazardous Area) Speaker, F-Deck, FR20S | PAGA System | ER003.02
565-CMPX-8001A | PAGA System, Ex (Hazardous Area) Speaker, F-Deck, FR20S | PAGA System | ER003.02
565-CMPX-8001B | PAGA System, Ex (Hazardous Area) Speaker, F-Deck, FR20S | PAGA System | ER003.02
565-CMPX-8002A | PAGA System, Ex (Hazardous Area) Speaker, F-Deck, FR20P | PAGA System | ER003.02
565-CMPX-8002B | PAGA System, Ex (Hazardous Area) Speaker, F-Deck, FR20P | PAGA System | ER003.02
772-PSV-7829-1 | Pressure Safety Valve, 1D2, HP Cold Flare Header, 772-VESE-0010 | PSV-Conventional | PC005.01.01
772-PSV-7829-2 | Pressure Safety Valve, 1D2, HP Cold Flare Header, 772-VESE-0010 | PSV-Conventional | PC005.01.01
776-PST-0052-A | Pressure Transmitter, Shutdown Safety, HP Flare Drum Pump Seal Plan System | Transmitter, Pressure | SD002.03.01
776-PST-0052-B | Pressure Transmitter, Shutdown Safety, HP Flare Drum Pump Seal Plan System | Transmitter, Pressure | SD002.03.01
776-PST-0072-A | Pressure Transmitter, Shutdown Safety, LP Flare Drum Pump Seal Plan System | Transmitter, Pressure | SD002.03.01
776-PST-0072-B | Pressure Transmitter, Shutdown Safety, LP Flare Drum Pump Seal Plan System | Transmitter, Pressure | SD002.03.01
776-TST-0050-A | Temperature Transmitter, Shutdown Safety, HP Flare Drum Pump Seal Plan System | Transmitter, Temperature | SD002.03.02
776-TST-0050-B | Temperature Transmitter, Shutdown Safety, HP Flare Drum Pump Seal Plan System | Transmitter, Temperature | SD002.03.02
776-TST-0070-A | Temperature Transmitter, Shutdown Safety, LP Flare Drum Pump Seal Plan System | Transmitter, Temperature | SD002.03.02
776-TST-0070-B | Temperature Transmitter, Shutdown Safety, LP Flare Drum Pump Seal Plan System | Transmitter, Temperature | SD002.03.02
119-PSV-3161 | Pressure Safety Valve, 0.75", Discharge, HP E-Pump 1, Subsea HPU | PSV-Conventional | PC005.01.01
124-PSV-0547A | Pressure Safety Valve, 0.75", Produced Water Reinjection Booster Pump A Cooler | PSV-Conventional | PC005.01.01
124-PSV-0547B | Pressure Safety Valve, 0.75", Produced Water Reinjection Booster Pump B Cooler | PSV-Conventional | PC005.01.01
124-PSV-0547C | Pressure Safety Valve, 0.75", Produced Water Reinjection Booster Pump C Cooler | PSV-Conventional | PC005.01.01
111-VEVF-0140D | Vessel Filter, Basket, FG Auto shut-off & vent Valve, Power Generation Package D | Filter, Vessel | PC002.04
119-PSV-3131-1 | Pressure Safety Valve, 0.5", Discharge, LP E-Pump 1, Subsea HPU | PSV-Conventional | PC005.01.01
119-PSV-3131-2 | Pressure Safety Valve, 0.5", Discharge, LP E-Pump 2, Subsea HPU | PSV-Conventional | PC005.01.01
119-PSV-3138-1 | Pressure Safety Valve, 0.5", Discharge, LP P-Pump 1, Subsea HPU | PSV-Conventional | PC005.01.01
119-PSV-3138-2 | Pressure Safety Valve, 0.5", Discharge, LP P-Pump 2, Subsea HPU | PSV-Conventional | PC005.01.01
119-PSV-3142-1 | Pressure Safety Valve, 0.5", Discharge, LP E-Pump 3, Subsea HPU | PSV-Conventional | PC005.01.01
119-PSV-3142-2 | Pressure Safety Valve, 0.5", Discharge, LP E-Pump 4, Subsea HPU | PSV-Conventional | PC005.01.01
119-PSV-3167-1 | Pressure Safety Valve, 0.5", Discharge, HP P-Pump 1, Subsea HPU | PSV-Conventional | PC005.01.01
119-PSV-3167-2 | Pressure Safety Valve, 0.5", Discharge, HP P-Pump 2, Subsea HPU | PSV-Conventional | PC005.01.01
771-TIT-4912B-1 | Temperature Transmitter, Shutdown, Inlet, MLO Filters, Main/Inj Gas Compr, Trn B | Transmitter, Temperature | SD002.03.02
771-TIT-4912B-2 | Temperature Transmitter, Shutdown, Inlet, MLO Filters, Main/Inj Gas Compr, Trn B | Transmitter, Temperature | SD002.03.02
771-TIT-4912C-1 | Temperature Transmitter, Shutdown, Inlet, MLO Filters, Main/Inj Gas Compr, Trn C | Transmitter, Temperature | SD002.03.02
771-TIT-4912C-2 | Temperature Transmitter, Shutdown, Inlet, MLO Filters, Main/Inj Gas Compr, Trn C | Transmitter, Temperature | SD002.03.02
874-CRDK-0001-MIS-001 | Diesel Engine, Knuckle Boom Crane, Aft SB | Engine, Diesel | SI005.01.01
874-CRDK-0002-MIS-001 | Diesel Engine, Fixed Boom Crane, Fwd PS | Engine, Diesel | SI005.01.01
874-CRDK-0003-MIS-001 | Diesel Engine, Fixed Boom, Fwd PS | Engine, Diesel | SI005.01.01
331-DREM-5400 | Electric Motor, LV, Helideck Fire Water Pump | Motor, Electric | PS008.01
331-DRHM-5150 | Hydraulic Motor, Fire Water Lift Pump No1 | Motor, Hydraulic | PS008.01
331-DRHM-5250 | Hydraulic Motor, Fire Water Lift Pump No2 | Motor, Hydraulic | PS008.01
331-DRHM-5350 | Hydraulic Motor, Fire Water Lift Pump No3 | Motor, Hydraulic | PS008.01
331-DRHM-5450 | Hydraulic Motor, Fire Water Lift Pump No4 | Motor, Hydraulic | PS008.01
331-HVFA-5170 | Fan, Room Cooler, 331-HVFA-5100 | Fan | IC001.01.01
331-SEDP-0101 | Deluge Control Panel, 331-SVDV-0101 | Deluge Valve Box | PS008.02.02
331-SEDP-0102 | Deluge Control Panel, 331-SVDV-0102 | Deluge Valve Box | PS008.02.02
331-SEDP-0103 | Deluge Control Panel, 331-SVDV-0103 | Deluge Valve Box | PS008.02.02
331-SEDP-0104 | Deluge Control Panel, 331-SVDV-0104 | Deluge Valve Box | PS008.02.02
331-SEDP-0105 | Deluge Control Panel, 331-SVDV-0105 | Deluge Valve Box | PS008.02.02
331-SEDP-0106 | Deluge Control Panel, 331-SVDV-0106 | Deluge Valve Box | PS008.02.02
331-SEDP-0107 | Deluge Control Panel, 331-SVDV-0107 | Deluge Valve Box | PS008.02.02
331-SEDP-0108 | Deluge Control Panel, 331-SVDV-0108 | Deluge Valve Box | PS008.02.02
331-SEDP-0110 | Deluge Control Panel, 331-SVDV-0110 | Deluge Valve Box | PS008.02.02
331-SEDP-0111 | Deluge Control Panel, 331-SVDV-0111 | Deluge Valve Box | PS008.02.02
331-SEDP-0112 | Deluge Control Panel, 331-SVDV-0112 | Deluge Valve Box | PS008.02.02
331-SEDP-0113 | Deluge Control Panel, 331-SVDV-0113 | Deluge Valve Box | PS008.02.02
331-SEPR-0201 | Foam Proportioner, Distribution FZ02 | Proportioner, Foam | PS003.01.02
331-SEPR-0202 | Foam Proportioner, Distribution FZ03 | Proportioner, Foam | PS003.01.02
331-SEPR-0203 | Foam Proportioner, Distribution FZ04 | Proportioner, Foam | PS003.01.02
331-SEPR-0204 | Foam Proportioner, Distribution FZ05 | Proportioner, Foam | PS003.01.02
331-SEPR-0205 | Foam Proportioner, Distribution FZ06 | Proportioner, Foam | PS003.01.02
331-SEPR-0206 | Foam Proportioner, Distribution FZ07 | Proportioner, Foam | PS003.01.02
771-SDV-3000B | Shutdown Valve, Close Fuel Gas to MIGC Turbine Drive Train B SDV | Valve, Shutdown | SD001.01
771-SDV-3000C | Shutdown Valve, Close Fuel Gas to MIGC Turbine Drive Train C SDV | Valve, Shutdown | SD001.01
771-SDV-3205A | Shutdown Valve, 2", Gas Inlet, MGC/IGC Seal Gas Treatment Skid, Train A | Valve, Shutdown | SD001.01
771-SDV-3205B | Shutdown Valve, 2", Gas Inlet, MGC/IGC Seal Gas Treatment Skid, Train B | Valve, Shutdown | SD001.01
771-SDV-3205C | Shutdown Valve, 2", Gas Inlet, MGC/IGC Seal Gas Treatment Skid, Train C | Valve, Shutdown | SD001.01
771-SDV-4772A | Shutdown Valve, 2", Fuel Gas Shut-Off, Main/Inj Gas Compr, Trn A | Valve, Shutdown | SD001.01
771-SDV-4772B | Shutdown Valve, 2", Fuel Gas Shut-Off, Main/Inj Gas Compr, Trn B | Valve, Shutdown | SD001.01
771-SDV-4772C | Shutdown Valve, 2", Fuel Gas Shut-Off, Main/Inj Gas Compr, Trn C | Valve, Shutdown | SD001.01
771-SDV-4773A | Shutdown Valve, 2", Fuel Gas Shut-Off, Main/Inj Gas Compr, Trn A | Valve, Shutdown | SD001.01
771-SDV-4773B | Shutdown Valve, 2", Fuel Gas Shut-Off, Main/Inj Gas Compr, Trn B | Valve, Shutdown | SD001.01
771-SDV-4773C | Shutdown Valve, 2", Fuel Gas Shut-Off, Main/Inj Gas Compr, Trn C | Valve, Shutdown | SD001.01
565-CMPB-1000B | PAGA System, Ex (Haz Area) Flashing Beacon, Reserved Machinery Room | PAGA System | ER003.02
565-CMPB-1001A | PAGA System, Ex (Hazardous Area) Flashing Beacon, HPU Room 1st Deck FWD | PAGA System | ER003.02
565-CMPB-1001B | PAGA System, Ex (Hazardous Area) Flashing Beacon, HPU Room 1st Deck FWD | PAGA System | ER003.02
565-CMPB-1002A | PAGA System, Ex (Haz Area) Flashing Beacon, FWD Fire Pump Room 2 1st Deck FWD | PAGA System | ER003.02
565-CMPB-1002B | PAGA System, Ex (Haz Area) Flashing Beacon, FWD Fire Pump Room 2 1st Deck FWD | PAGA System | ER003.02
565-CMPB-1003A | PAGA System, Ex (Hazardous Area) Flashing Beacon, FWD Fire Pump Room 1 Main Deck | PAGA System | ER003.02
565-CMPB-1003B | PAGA System, Ex (Haz Area) Flashing Beacon, FWD Fire Pump Room 1 1st Deck FWD | PAGA System | ER003.02
565-CMPB-1004A | PAGA System, Ex (Hazardous Area) Flashing Beacon, FR95P Main Deck | PAGA System | ER003.02
565-CMPB-1004B | PAGA System, Ex (Hazardous Area) Flashing Beacon, FR95S Main Deck | PAGA System | ER003.02
565-CMPB-1005B | PAGA System, Ex (Hazardous Area) Flashing Beacon, FR102S Forecastle Deck | PAGA System | ER003.02
565-CMPB-1006A | PAGA System, Ex (Hazardous Area) Flashing Beacon, FR95S Forward Mezzanine Deck | PAGA System | ER003.02
565-CMPB-1006B | PAGA System, Ex (Haz Area) Flashing Beacon, HPU Room FWD Mezz Deck | PAGA System | ER003.02
565-CMPB-1007A | PAGA System, Ex (Haz Area) Flashing Beacon, HPU Room FWD Mezz Deck | PAGA System | ER003.02
565-CMPB-1010A | PAGA System, Ex (Hazardous Area) Flashing Beacon, FR49P Main Deck | PAGA System | ER003.02
565-CMPB-1010B | PAGA System, Ex (Hazardous Area) Flashing Beacon, FR68P Main Deck | PAGA System | ER003.02
565-CMPB-1011A | PAGA System, Ex (Hazardous Area) Flashing Beacon, FR62P Main Deck | PAGA System | ER003.02
565-CMPB-1011B | PAGA System, Ex (Hazardous Area) Flashing Beacon, FR68P Main Deck | PAGA System | ER003.02
565-CMPB-1012A | PAGA System, Ex (Hazardous Area) Flashing Beacon, FR74P Main Deck | PAGA System | ER003.02
565-CMPB-1012B | PAGA System, Ex (Hazardous Area) Flashing Beacon, FR77P Main Deck | PAGA System | ER003.02
565-CMPB-1013A | PAGA System, Ex (Hazardous Area) Flashing Beacon, FR86P Main Deck | PAGA System | ER003.02
565-CMPB-1015A | PAGA System, Ex (Hazardous Area) Flashing Beacon, FR79S Main Deck | PAGA System | ER003.02
565-CMPB-1015B | PAGA System, Ex (Hazardous Area) Flashing Beacon, FR68S Main Deck | PAGA System | ER003.02
565-CMPX-8003A | PAGA System, Ex (Hazardous Area) Speaker, F-Deck, FR30P | PAGA System | ER003.02
565-CMPX-8003B | PAGA System, Ex (Hazardous Area) Speaker, F-Deck, FR20P | PAGA System | ER003.02
565-CMPX-9000A | PAGA System, Ex (Hazardous Area) Speaker, Navigation Deck, FR19P | PAGA System | ER003.02
565-CMPX-9000B | PAGA System, Ex (Hazardous Area) Speaker, Navigation Deck, FR20P | PAGA System | ER003.02
565-CMPX-9001A | PAGA System, Ex (Hazardous Area) Speaker, Navigation Deck, FR19S | PAGA System | ER003.02
565-CMPX-9001B | PAGA System, Ex (Hazardous Area) Speaker, Navigation Deck, FR20S | PAGA System | ER003.02
565-CMPX-9002A | PAGA System, Ex (Hazardous Area) Speaker, Navigation Deck, FR19S | PAGA System | ER003.02
565-CMPX-9002B | PAGA System, Ex (Hazardous Area) Speaker, Navigation Deck, FR36S | PAGA System | ER003.02
565-CMPX-9003A | PAGA System, Ex (Hazardous Area) Speaker, Navigation Deck, Stbd Wing | PAGA System | ER003.02
565-CMPX-9003B | PAGA System, Ex (Hazardous Area) Speaker, Navigation Deck, FR19P | PAGA System | ER003.02
565-CMPX-9004A | PAGA System, Ex (Hazardous Area) Speaker, Navigation Deck, FR36P | PAGA System | ER003.02
565-CMPX-9004B | PAGA System, Ex (Hazardous Area) Speaker, Navigation Deck, Port Wing | PAGA System | ER003.02
565-CMPX-9005A | PAGA System, Ex (Hazardous Area) Speaker, Top Deck, FR20M | PAGA System | ER003.02
565-CMPX-9005B | PAGA System, Ex (Hazardous Area) Speaker, Top Deck, FR3S | PAGA System | ER003.02
565-CMPX-9006A | PAGA System, Ex (Hazardous Area) Speaker, Top Deck, FR20P | PAGA System | ER003.02
565-CMPX-9006B | PAGA System, Ex (Hazardous Area) Speaker, Top Deck, FR34P | PAGA System | ER003.02
565-CMPX-9007A | PAGA System, Ex (Hazardous Area) Speaker, HeliDeck, FR13P | PAGA System | ER003.02
565-CMPX-9007B | PAGA System, Ex (Hazardous Area) Speaker, HeliDeck, FR13P | PAGA System | ER003.02
565-CMPX-9008A | PAGA System, Ex (Hazardous Area) Speaker, Top Deck, FR20S | PAGA System | ER003.02
565-CMPX-9008B | PAGA System, Ex (Hazardous Area) Speaker, Top Deck, FR34S | PAGA System | ER003.02
565-CMPX-9009A | PAGA System, Ex (Hazardous Area) Speaker, Navigation Deck, Battery Room | PAGA System | ER003.02
565-CMPX-9009B | PAGA System, Ex (Hazardous Area) Speaker, Navigation Deck, Battery Room | PAGA System | ER003.02
119-PSV-3175 | Pressure Safety Valve, 0.75", Discharge, HP E-Pump 2, Subsea HPU | PSV-Conventional | PC005.01.01
331-HS-3360 | Push Button, 331-SEDP-0102 | Input device on/off Push button | PS008.02.02
331-SEPR-0207 | Foam Proportioner, Distribution FZ07 | Proportioner, Foam | PS003.01.02
331-SEPR-0208 | Foam Proportioner, Distribution FZ08 | Proportioner, Foam | PS003.01.02
331-SEPR-0209 | Foam Proportioner, Distribution FZ10 | Proportioner, Foam | PS003.01.02
331-SEPR-0210 | Foam Proportioner, Distribution AFT of Accomm B/H | Proportioner, Foam | PS003.01.02
331-SEPR-0211 | Foam Proportioner, Distribution FZ07 | Proportioner, Foam | PS003.01.02
331-GEFO-0500 | Fireman Outfit Locker, Gloves / Mittens (Non-Conductivity Type), Firemans Equipment, Safety Equipment | Locker, Fireman Outfit | LS003.01.01
331-VABF-0511 | Manual Valve, 6", LO, Isolation, FW From Ring Main To Hydrants | Valve, Butterfly | PS008.02.01
331-VABF-0515 | Manual Valve, 16", LC, Isolation, Inlet, Test Facility | Valve, Butterfly | PS008.02.01
331-VABF-0516 | Manual Valve, 6", Isolation, Suction, Fire Water Jockey Pump No1 | Valve, Butterfly | PS008.02.01
874-PURO-1303 | Pump, Emergency, Pedestal Crane, 874-CRDK-0003 | Pump Rotary | SI005.01.01
565-CMPB-1016A | PAGA System, Ex (Hazardous Area) Flashing Beacon, FR68S Main Deck | PAGA System | ER003.02
565-CMPB-1016B | PAGA System, Ex (Hazardous Area) Flashing Beacon, FR74S Main Deck | PAGA System | ER003.02
565-CMPB-1017A | PAGA System, Ex (Hazardous Area) Flashing Beacon, FR55S Main Deck | PAGA System | ER003.02
565-CMPB-1017B | PAGA System, Ex (Hazardous Area) Flashing Beacon, FR62S Main Deck | PAGA System | ER003.02
565-CMPB-1018B | PAGA System, Ex (Hazardous Area) Flashing Beacon, FR49S Main Deck | PAGA System | ER003.02
565-CMPB-1019A | PAGA System, Ex (Hazardous Area) Flashing Beacon, FR92 S Main Deck | PAGA System | ER003.02
565-CMPB-1019B | PAGA System, Ex (Hazardous Area) Flashing Beacon, FR92P Main Deck | PAGA System | ER003.02
565-CMPB-2000A | PAGA System, Ex (Hazardous Area) Flashing Beacon, Emergency Generator Room | PAGA System | ER003.02
565-CMPB-2000B | PAGA System, Ex (Hazardous Area) Flashing Beacon, Emergency Generator Room 117 | PAGA System | ER003.02
565-CMPB-2001A | PAGA System, Ex (Hazardous Area) Flashing Beacon, FR5S Main Deck | PAGA System | ER003.02
565-CMPB-2001B | PAGA System, Ex (Hazardous Area) Flashing Beacon, FR4S Main Deck | PAGA System | ER003.02
565-CMPB-2002A | PAGA System, Ex (Hazardous Area) Flashing Beacon, FR5P Main Deck | PAGA System | ER003.02
565-CMPB-2002B | PAGA System, Ex (Hazardous Area) Flashing Beacon, FR5P Main Deck | PAGA System | ER003.02
565-CMPB-4000A | PAGA System, Ex (Hazardous Area) Flashing Beacon, FR20P, B Deck | PAGA System | ER003.02
565-CMPB-4000B | PAGA System, Ex (Hazardous Area) Flashing Beacon, FR18P, B Deck | PAGA System | ER003.02
565-CMPB-4001A | PAGA System, Ex (Hazardous Area) Flashing Beacon, FR18S, B Deck | PAGA System | ER003.02
565-CMPB-4001B | PAGA System, Ex (Hazardous Area) Flashing Beacon, FR24S, B Deck | PAGA System | ER003.02
565-CMPB-4002A | PAGA System, Ex (Hazardous Area) Flashing Beacon, IGG Room B Deck | PAGA System | ER003.02
565-CMPB-4002B | PAGA System, Ex (Hazardous Area) Flashing Beacon, FR8P, B Deck | PAGA System | ER003.02
565-CMPB-9000A | PAGA System, Ex (Hazardous Area) Flashing Beacon, Helideck | PAGA System | ER003.02
565-CMPB-9000B | PAGA System, Ex (Hazardous Area) Flashing Beacon, Helideck | PAGA System | ER003.02
565-CMPB-9601A | PAGA System, Ex (Hazardous Area) Flashing Beacon, Main Deck FR54P | PAGA System | ER003.02
565-CMPX-9010A | PAGA System, Ex (Hazardous Area) Speaker, Top Deck, FR19P | PAGA System | ER003.02
565-CMPX-9010B | PAGA System, Ex (Hazardous Area) Speaker, Top Deck, FR19S | PAGA System | ER003.02
565-CMPX-9012A | PAGA System, Ex (Hazardous Area) Speaker, Navigation Deck, Ups Room | PAGA System | ER003.02
565-CMPX-9012B | PAGA System, Ex (Hazardous Area) Speaker, Navigation Deck, Ups Room | PAGA System | ER003.02
565-CMPX-9013A | PAGA System, Ex (Hazardous Area) Speaker, Navigation Deck, FR19P | PAGA System | ER003.02
565-CMPX-9013B | PAGA System, Ex (Hazardous Area) Speaker, SB Wing Navigation Deck | PAGA System | ER003.02
565-CMPX-9061A | PAGA System, Ex (Hazardous Area) Speaker, HeliDeck, FR35P | PAGA System | ER003.02
565-CMPX-9061B | PAGA System, Ex (Hazardous Area) Speaker, HeliDeck, FR6P | PAGA System | ER003.02
565-CMPX-9265A | PAGA System, Ex (Hazardous Area) Speaker, Main Deck, FR50P | PAGA System | ER003.02
565-CMPX-9265B | PAGA System, Ex (Hazardous Area) Speaker, Main Deck, FR55P | PAGA System | ER003.02
565-CMPX-9266A | PAGA System, Ex (Hazardous Area) Speaker, Main Deck, FR59P | PAGA System | ER003.02
565-CMPX-9266B | PAGA System, Ex (Hazardous Area) Speaker, Main Deck, FR55P | PAGA System | ER003.02
565-CMPX-9267A | PAGA System, Ex (Hazardous Area) Speaker, Main Deck, FR59P | PAGA System | ER003.02
565-CMPX-9267B | PAGA System, Ex (Hazardous Area) Speaker, Main Deck, FR63P | PAGA System | ER003.02
565-CMPX-9268A | PAGA System, Ex (Hazardous Area) Speaker, Main Deck, FR67P | PAGA System | ER003.02
565-CMPX-9268B | PAGA System, Ex (Hazardous Area) Speaker, Main Deck, FR63P | PAGA System | ER003.02
565-CMPX-9269A | PAGA System, Ex (Hazardous Area) Speaker, Main Deck, FR67P | PAGA System | ER003.02
565-CMPX-9269B | PAGA System, Ex (Hazardous Area) Speaker, Main Deck, FR71P | PAGA System | ER003.02
565-CMPX-9270A | PAGA System, Ex (Hazardous Area) Speaker, Main Deck, FR75P | PAGA System | ER003.02
565-CMPX-9270B | PAGA System, Ex (Hazardous Area) Speaker, Main Deck, FR71P | PAGA System | ER003.02
565-CMPX-9271A | PAGA System, Ex (Hazardous Area) Speaker, Main Deck, FR75P | PAGA System | ER003.02
565-CMPX-9271B | PAGA System, Ex (Hazardous Area) Speaker, Main Deck, FR79P | PAGA System | ER003.02
331-GEFO-0600 | Fireman Outfit Locker, Rubber Boots, Firemans Equipment, Safety Equipment | Locker, Fireman Outfit | LS003.01.01
331-GEFO-1300 | Fireman Outfit Locker, Prybar / Crowbar, Firemans Equipment, Safety Equipment | Locker, Fireman Outfit | LS003.01.01
331-MOV-3037 | Motor Operated Valve, 24", Isolation, FW To/Fm Ring Main, Fwd Piping Room | Motor Operated valve | PS008.02.01
331-MOV-3038 | Motor Operated Valve, 24", Isolation, FW To/Fm Ring Main, Fwd Piping Room | Motor Operated valve | PS008.02.01
667-PSV-1105A-1 | Pressure Safety Valve, 2F3, Discharge, TS LP Service Pump A | PSV-Conventional | PC005.01.01
667-PSV-1105A-2 | Pressure Safety Valve, 2F3, Discharge, TS LP Service Pump A | PSV-Conventional | PC005.01.01
667-PSV-1105B-1 | Pressure Safety Valve, 2F3, Dead Oil/MGO/ HP Flare Gas, TS LP Serv Pump B | PSV-Conventional | PC005.01.01
667-PSV-1105B-2 | Pressure Safety Valve, 2F3, Dead Oil/MGO/ HP Flare Gas, TS LP Serv Pump B | PSV-Conventional | PC005.01.01
667-PSV-1105C-1 | Pressure Safety Valve, 2F3, Discharge, LP Service Pump C | PSV-Conventional | PC005.01.01
667-PSV-1105C-2 | Pressure Safety Valve, 2F3, Discharge, LP Service Pump C | PSV-Conventional | PC005.01.01
126-PURO-0111A | Pump, Main Lube, Shaft Driven, 126-PKWI-0100A | Pump Rotary | PC002.01
126-PURO-0111B | Pump, Main Lube, Shaft Driven, 126-PKWI-0100B | Pump Rotary | PC002.01
126-PURO-0111C | Pump, Main Lube, Shaft Driven, 126-PKWI-0100C | Pump Rotary | PC002.01
126-SPSM-0033A | Screen Mesh, Flame Arrestor, Vent, Lube Oil Tank, SRP HP Feed Pump A | Screen Mesh | IC002.01.02
126-SPSM-0033B | Screen Mesh, Flame Arrestor, Vent, Lube Oil Tank, SRP HP Feed Pump B | Screen Mesh | IC002.01.02
126-SPSM-0033C | Screen Mesh, Flame Arrestor, Vent, Lube Oil Tank, SRP HP Feed Pump C | Screen Mesh | IC002.01.02
111-HVSF-0125A-1 | Fan, Main Vent, Power Generation Package A | Fan | IC001.01.01
111-HVSF-0125A-2 | Fan, Stand-By Vent, Power Generation Package A | Fan | IC001.01.01
111-HVSF-0125B-1 | Fan, Main Vent, Power Generation Package B | Fan | IC001.01.01
111-HVSF-0125B-2 | Fan, Stand-By Vent, Power Generation Package B | Fan | IC001.01.01
111-HVSF-0125C-1 | Fan, Main Vent, Power Generation Package C | Fan | IC001.01.01
111-HVSF-0125C-2 | Fan, Stand-By Vent, Power Generation Package C | Fan | IC001.01.01
111-HVSF-0125D-1 | Fan, Main Vent, Power Generation Package D | Fan | IC001.01.01
111-HVSF-0125D-2 | Fan, Stand-By Vent, Power Generation Package D | Fan | IC001.01.01
553-IR-2628 | Flame IR Detector, CO2/SB, Fuel Gas Treatment Module, Level 1 | Flame detector | DS001.01
553-IR-2629 | Flame IR Detector, CO2/SB, Fuel Gas Treatment Module, Level 1 | Flame detector | DS001.01
553-IR-2630 | Flame IR Detector, CO2/SB, Fuel Gas Treatment Module, Level 1 | Flame detector | DS001.01
553-IR-2631 | Flame IR Detector, CO2/SB, Fuel Gas Treatment Module, Level 1 | Flame detector | DS001.01
553-IR-2632 | Flame IR Detector, CO2/SB, Fuel Gas Treatment Module, Level 2 | Flame detector | DS001.01
553-IR-2633 | Flame IR Detector, CO2/SB, Fuel Gas Treatment Module, Level 2 | Flame detector | DS001.01
553-IR-2634 | Flame IR Detector, CO2/SB, Fuel Gas Treatment Module, Level 2 | Flame detector | DS001.01
553-IR-2635 | Flame IR Detector, CO2/SB, Fuel Gas Treatment Module, Level 3 | Flame detector | DS001.01
553-IR-2636 | Flame IR Detector, CO2/SB, Fuel Gas Treatment Module, Level 3 | Flame detector | DS001.01
553-IR-2637 | Flame IR Detector, CO2/SB, Fuel Gas Treatment Module, Level 3 | Flame detector | DS001.01
553-IR-2638 | Flame IR Detector, CO2/SB, Fuel Gas Treatment Module, Level 3 | Flame detector | DS001.01
553-IR-2639 | Flame IR Detector, CO2/SB, Fuel Gas Treatment Module, Pancake Level | Flame detector | DS001.01
553-IR-2640 | Flame IR Detector, CO2/SB, Fuel Gas Treatment Module, Pancake Level | Flame detector | DS001.01
553-IR-2641 | Flame IR Detector, CO2/SB, Fuel Gas Treatment Module, Pancake Level | Flame detector | DS001.01
553-IR-2642 | Flame IR Detector, CO2/SB, Fuel Gas Treatment Module, Pancake Level | Flame detector | DS001.01
553-IR-2643 | Flame IR Detector, CO2/SB, Fuel Gas Treatment Module, Pancake Level | Flame detector | DS001.01
553-IR-2644 | Flame IR Detector, CO2/SB, Fuel Gas Treatment Module, Pancake Level | Flame detector | DS001.01
553-IR-2645 | Flame IR Detector, CO2/SB, Fuel Gas Treatment Module, Pancake Level | Flame detector | DS001.01
553-IR-2721 | Flame IR Detector, LPGC 1, MGC A/B & Injection Compression Module, Pancake Level | Flame detector | DS001.01
553-IR-2722 | Flame IR Detector, LPGC 1, MGC A/B & Injection Compression Module, Pancake Level | Flame detector | DS001.01
553-IR-2723 | Flame IR Detector, LPGC 1, MGC A/B & Injection Compression Module, Pancake Level | Flame detector | DS001.01
553-IR-7331 | Flame IR Detector, PI Manifold, Riser and Manifold 2 Module, Level 3 | Flame detector | DS001.01
553-IR-7332 | Flame IR Detector, PI Manifold, Riser and Manifold 2 Module, Level 2 | Flame detector | DS001.01
553-IR-7333 | Flame IR Detector, PI Manifold, Riser and Manifold 2 Module, Level 1 | Flame detector | DS001.01
553-IR-7420 | Flame IR Detector, PI Manifold, Riser and Manifold 1 Module, Level 1 | Flame detector | DS001.01
553-IR-7421 | Flame IR Detector, PI Manifold, Riser and Manifold 1 Module, Level 1 | Flame detector | DS001.01
553-IR-7422 | Flame IR Detector, PI Manifold, Riser and Manifold 1 Module, Level 1 | Flame detector | DS001.01
553-IR-7423 | Flame IR Detector, PI Manifold, Riser and Manifold 1 Module, Level 1 | Flame detector | DS001.01
553-IR-7424 | Flame IR Detector, PI Manifold, Riser and Manifold 1 Module, Level 1 | Flame detector | DS001.01
553-IR-7425 | Flame IR Detector, PI Manifold, Riser and Manifold 1 Module, Level 2 | Flame detector | DS001.01
553-IR-7426 | Flame IR Detector, PI Manifold, Riser and Manifold 1 Module, Level 2 | Flame detector | DS001.01
553-IR-7427 | Flame IR Detector, PI Manifold, Riser and Manifold 1 Module, Level 2 | Flame detector | DS001.01
553-IR-7428 | Flame IR Detector, PI Manifold, Riser and Manifold 1 Module, Level 2 | Flame detector | DS001.01
553-IR-7429 | Flame IR Detector, PI Manifold, Riser and Manifold 1 Module, Level 2 | Flame detector | DS001.01
553-IR-7431 | Flame IR Detector, PI Manifold, Riser and Manifold 1 Module, Level 3 | Flame detector | DS001.01
553-IR-7432 | Flame IR Detector, PI Manifold, Riser and Manifold 1 Module, Level 3 | Flame detector | DS001.01
553-IR-7433 | Flame IR Detector, PI Manifold, Riser and Manifold 1 Module, Level 3 | Flame detector | DS001.01
553-IR-7435 | Flame IR Detector, PI Manifold, Riser and Manifold 1 Module, Level 3 | Flame detector | DS001.01
553-IR-7436 | Flame IR Detector, PI Manifold, Riser and Manifold 1 Module, Level 3 | Flame detector | DS001.01
553-MAC-270 | Manual Alarm Callpoint, LPGC 1, MGC A/B & Injection Compression Module, Level 1, FZ 04 | Call point, Alarm | ER003.01
553-SO-1000 | Smoke Detector, Staircase Back-up Air Intake, Helideck Deck, Fire Zone 15 | Smoke Comustion Detecor | DS001.01
553-SO-1001 | Smoke Detector, Staircase Back-up Air Intake, Helideck Deck, Fire Zone 15 | Smoke Comustion Detecor | DS001.01
555-SO-1337 | Smoke Detector, Cabin 2P, E Deck, Fire Zone 11 | Smoke Comustion Detecor | DS001.01
555-SO-1338 | Smoke Detector, Cabin 2P, E Deck, Fire Zone 11 | Smoke Comustion Detecor | DS001.01
555-SO-1339 | Smoke Detector, Cabin 2P, E Deck, Fire Zone 11 | Smoke Comustion Detecor | DS001.01
555-SO-1340 | Smoke Detector, Cabin 2P, E Deck, Fire Zone 11 | Smoke Comustion Detecor | DS001.01
555-SO-1341 | Smoke Detector, Cabin 2P, E Deck, Fire Zone 11 | Smoke Comustion Detecor | DS001.01
555-SO-1400 | Smoke Detector, Cabin 2P, D Deck, Fire Zone 11 | Smoke Comustion Detecor | DS001.01
555-SO-1401 | Smoke Detector, Cabin 2P, D Deck, Fire Zone 11 | Smoke Comustion Detecor | DS001.01
555-SO-1402 | Smoke Detector, Cabin 2P, D Deck, Fire Zone 11 | Smoke Comustion Detecor | DS001.01
555-SO-1403 | Smoke Detector, Cabin 2P, D Deck, Fire Zone 11 | Smoke Comustion Detecor | DS001.01
555-SO-1404 | Smoke Detector, False Ceiling, Cabin 2P, D Deck, Fire Zone 11 | Smoke Comustion Detecor | DS001.01
555-SO-1405 | Smoke Detector, Cabin 2P, D Deck, Fire Zone 11 | Smoke Comustion Detecor | DS001.01
555-SO-1406 | Smoke Detector, Cabin 2P, D Deck, Fire Zone 11 | Smoke Comustion Detecor | DS001.01
555-SO-1407 | Smoke Detector, Cabin 2P, D Deck, Fire Zone 11 | Smoke Comustion Detecor | DS001.01
555-SO-1408 | Smoke Detector, Cabin 2P, D Deck, Fire Zone 11 | Smoke Comustion Detecor | DS001.01
555-SO-1409 | Smoke Detector, Stairway, D Deck, Fire Zone 11 | Smoke Comustion Detecor | DS001.01
555-SO-1410 | Smoke Detector, Stairway, D Deck, Fire Zone 11 | Smoke Comustion Detecor | DS001.01
555-SO-1411 | Smoke Detector, E&I Trunk, D Deck, Fire Zone 11 | Smoke Comustion Detecor | DS001.01
555-SO-1412 | Smoke Detector, E&I Trunk, D Deck, Fire Zone 11 | Smoke Comustion Detecor | DS001.01
555-SO-1413 | Smoke Detector, D Deck, Fire Zone 11 | Smoke Comustion Detecor | DS001.01
555-SO-1414 | Smoke Detector, Janitor. D Deck, Fire Zone 11 | Smoke Comustion Detecor | DS001.01
555-SO-1415 | Smoke Detector, Clean Linen Locker. D Deck, Fire Zone 11 | Smoke Comustion Detecor | DS001.01
555-SO-1416 | Smoke Detector, Luggage Locker, D Deck, Fire Zone 11 | Smoke Comustion Detecor | DS001.01
555-SO-1417 | Smoke Detector, Cabin 2P+2F, D Deck, Fire Zone 11 | Smoke Comustion Detecor | DS001.01
663-XV-2002 | On/Off Valve, 12", Crude Oil To Offloading Header Interface | On/Off Valve | PC003.01
663-XV-2003 | On/Off Valve, 14", Cargo Offloading Header, Cargo System Interface | On/Off Valve | PC003.01
663-XV-2004 | On/Off Valve, 12", Crude Oil, Cargo Transfer Header Interface | On/Off Valve | PC003.01
663-XV-2202 | On/Off Valve, 18", Crude Oil, Cargo Offloading Header, Cargo System | On/Off Valve | PC003.01
124-SDV-1213 | Shutdown Valve, 16", Treated Water To Overboard Discharge, PW Flotation Unit A/B | Valve, Shutdown | SD001.01
124-SDV-1215 | Shutdown Valve, 16", Produced Water Flotation Unit A/B To Off Spec PW Tank | Valve, Shutdown | SD001.01
124-SDV-1601 | Shutdown Valve, 2", LP Fuel Gas From Header | Valve, Shutdown | SD001.01
124-SDV-1606 | Shutdown Valve, 4", Skimmed Oil Inlet, Oily Water Vessel | Valve, Shutdown | SD001.01
124-SDV-1715 | Shutdown Valve, 16", Outlet, Produced Water Guard Filter A/B/C | Valve, Shutdown | SD001.01
124-SDV-1717 | Shutdown Valve, 16", Produced Water To Overhead Discharge | Valve, Shutdown | SD001.01
124-SDV-1718 | Shutdown Valve, 16", Produced Water To Off Spec PW Tank | Valve, Shutdown | SD001.01
124-SDV-2107 | Shutdown Valve, 14", FWKO Drum Produced Water To Skim Vessel | Valve, Shutdown | SD001.01
124-SDV-2307 | Shutdown Valve, 20", Pre-Treater Produced Water to Recycle Pump | Valve, Shutdown | SD001.01
124-SDV-2410 | Shutdown Valve, 6", Production Scale Inhibitor Pump To Crude-Crude Exchanger | Valve, Shutdown | SD001.01
124-SDV-2440 | Shutdown Valve, 8", Electrostatic Treater Produced Water To Water Recycle Pump | Valve, Shutdown | SD001.01
124-SDV-2447 | Shutdown Valve, 6", Produced Water To Produced Water Skim Vessel | Valve, Shutdown | SD001.01
124-SDV-2607 | Shutdown Valve, 8", Test Separator Produced Water To FWKO Drum/ LP Degasser | Valve, Shutdown | SD001.01
125-PST-7002 | Pressure Transmitter, Safety Shutdown, CM Outlet, LP Gas Compr Suction Cooler [NR13] | Transmitter, Pressure | SD002.03.01
553-GIR-3358 | Gas Detector, HP Separator, HP Separation Module, Level 4 | Hydrocarbon Gas Detector | DS001.02
553-GIR-3359 | Gas Detector, HP Separator, HP Separation Module, Level 1 | Hydrocarbon Gas Detector | DS001.02
553-GIR-3360 | Gas Detector, HP Separator, HP Separation Module, Level 4 | Hydrocarbon Gas Detector | DS001.02
553-GIR-3363 | Gas Detector, HP Separator, HP Separation Module, Level 1 | Hydrocarbon Gas Detector | DS001.02
553-GIR-3365 | Gas Detector, HP Separator, HP Separation Module, Level 1 | Hydrocarbon Gas Detector | DS001.02
553-GIR-3366 | Gas Detector, HP Separator, HP Separation Module, Level 1 | Hydrocarbon Gas Detector | DS001.02
553-GIR-3369 | Gas Detector, HP Separator, HP Separation Module, Level 1 | Hydrocarbon Gas Detector | DS001.02
553-GIR-3372 | Gas Detector, HP Separator, HP Separation Module, Level 2 | Hydrocarbon Gas Detector | DS001.02
553-GIR-3373 | Gas Detector, HP Separator, HP Separation Module, Level 2 | Hydrocarbon Gas Detector | DS001.02
553-GIR-3375 | Gas Detector, HP Separator, HP Separation Module, Level 2 | Hydrocarbon Gas Detector | DS001.02
553-GIR-3392 | Gas Detector, CO2/SB, Fuel Gas Treatment Module, Level 3 | Hydrocarbon Gas Detector | DS001.02
553-GIR-3394 | Gas Detector, CO2/SB, Fuel Gas Treatment Module, Level 4 | Hydrocarbon Gas Detector | DS001.02
553-GIR-3395 | Gas Detector, CO2/SB, Fuel Gas Treatment Module, Level 4 | Hydrocarbon Gas Detector | DS001.02
553-GIR-3405 | Gas Detector, Chemical Injection Module | Hydrocarbon Gas Detector | DS001.02
553-GIR-3407 | Gas Detector, Chemical Injection Module | Hydrocarbon Gas Detector | DS001.02
553-GIR-3408 | Gas Detector, Chemical Injection Module | Hydrocarbon Gas Detector | DS001.02
553-GIR-3414 | Gas Detector, Chemical Injection Module, Level 1 | Hydrocarbon Gas Detector | DS001.02
553-GIR-3415 | Gas Detector, Chemical Injection Module, Level 1 | Hydrocarbon Gas Detector | DS001.02
553-GIR-3439 | Gas Detector, Chemical Injection Module | Hydrocarbon Gas Detector | DS001.02
553-GIR-3443 | Gas Detector, Chemical Injection Module | Hydrocarbon Gas Detector | DS001.02
553-GIR-3444 | Gas Detector, Chemical Injection Module | Hydrocarbon Gas Detector | DS001.02
553-GIR-3610 | Gas Detector, SB, Laydown Area Module, Level 2 | Hydrocarbon Gas Detector | DS001.02
553-GIR-3611 | Gas Detector, SB, Laydown Area Module, Level 2 | Hydrocarbon Gas Detector | DS001.02
553-GTX-3760 | Gas Detector, CO2 Compressor, CO2 Compression Module, Level 1 | Hydrocarbon Gas Detector | DS001.02
553-GTX-3762 | Gas Detector, CO2 Compressor, CO2 Compression Module, Level 1 | Hydrocarbon Gas Detector | DS001.02
553-GTX-3764 | Gas Detector, CO2 Compressor, CO2 Compression Module, Level 1 | Hydrocarbon Gas Detector | DS001.02
553-GTX-3851 | Gas Detector, LPGC 2, MGC A/B & Injection Compression Module, Pancake Level | Hydrocarbon Gas Detector | DS001.02
553-GTX-3856 | Gas Detector, LPGC 2, MGC A/B & Injection Compression Module, Pancake Level | Hydrocarbon Gas Detector | DS001.02
553-GTX-3860 | Gas Detector, LPGC 2, MGC A/B & Injection Compression Module, Level 2 | Hydrocarbon Gas Detector | DS001.02
553-GTX-3861 | Gas Detector, LPGC 2, MGC A/B & Injection Compression Module, Level 2 | Hydrocarbon Gas Detector | DS001.02
553-GTX-3864 | Gas Detector, LPGC 2, MGC A/B & Injection Compression Module, Level 2 | Hydrocarbon Gas Detector | DS001.02
553-GTX-3867 | Gas Detector, LPGC 2, MGC A/B & Injection Compression Module, Level 2 | Hydrocarbon Gas Detector | DS001.02
553-GTX-3874 | Gas Detector, LPGC 2, MGC A/B & Injection Compression Module, Pancake Level | Hydrocarbon Gas Detector | DS001.02
553-GTX-3875 | Gas Detector, LPGC 2, MGC A/B & Injection Compression Module, Pancake Level | Hydrocarbon Gas Detector | DS001.02
553-GTX-3876 | Gas Detector, LPGC 2, MGC A/B & Injection Compression Module, Level 3 | Hydrocarbon Gas Detector | DS001.02
553-GTX-3877 | Gas Detector, LPGC 2, MGC A/B & Injection Compression Module, Level 2 | Hydrocarbon Gas Detector | DS001.02
553-GTX-3878 | Gas Detector, LPGC 2, MGC A/B & Injection Compression Module, Pancake Level | Hydrocarbon Gas Detector | DS001.02
553-GTX-6219 | Gas Detector, Pwr Gen 2, Power Generation 2 Module, Level 1 | Hydrocarbon Gas Detector | DS001.02
553-GTX-6220 | Gas Detector, Pwr Gen 2, Power Generation 2 Module, Pancake Level | Hydrocarbon Gas Detector | DS001.02
553-GTX-6419 | Gas Detector, Pwr Gen 1, Power Generation 1 Module, Pancake Level | Hydrocarbon Gas Detector | DS001.02
553-GTX-6420 | Gas Detector, Pwr Gen 1, Power Generation 1 Module, Level 1 | Hydrocarbon Gas Detector | DS001.02
553-GTX-6421 | Gas Detector, Pwr Gen 1, Power Generation 1 Module, Level 1 | Hydrocarbon Gas Detector | DS001.02
553-GTX-6594 | Gas Detector, Metering Package 664-PKFI-7100 | Hydrocarbon Gas Detector | DS001.02
553-GTX-7152 | Gas Detector, PI Manifold, Riser and Manifold 4 Module, Level 1 | Hydrocarbon Gas Detector | DS001.02
553-GTX-7158 | Gas Detector, PI Manifold, Riser and Manifold 4 Module, Level 2 | Hydrocarbon Gas Detector | DS001.02
661-BDV-0407 | Blowdown Valve, 8", Test Manifold to HP Flare Sub Header | Valve, Blowdown | PC005.01.03
661-SDV-0400 | Shutdown Valve, 14", Production Fluids To Test Heater, Test Manifold | Valve, Shutdown | SD001.01
661-SDV-0401 | Shutdown Valve, 3", Bypass, Shutdown Valve, 661-SDV-0400/0410 | Valve, Shutdown | SD001.01
661-SDV-0410 | Shutdown Valve, 14", Production Fluids To Test Heater, Test Manifold | Valve, Shutdown | SD001.01
661-SDV-5001 | Shutdown Valve, Close Test Manifold main SDV | Valve, Shutdown | SD001.01
661-SDV-5002 | Shutdown Valve, Close Test Manifold bypass SDV | Valve, Shutdown | SD001.01
661-TST-0405 | Temperature Transmitter, Safety S/down, Bypass, S/down Valve, 661-SDV-0400/0410 | Transmitter, Temperature | SD002.03.02
110-AT-2210-1 | Oxygen Monitor Analyser, Alarm/Control, N2 Generation Package | Analyzers (obsolete) | IC004.01.06
110-AT-2210-2 | Oxygen Monitor Analyser, Alarm/Control, N2 Generation Package | Analyzers (obsolete) | IC004.01.06
553-IR-2724 | Flame IR Detector, LPGC 1, MGC A/B & Injection Compression Module, Pancake Level | Flame detector | DS001.01
553-IR-2725 | Flame IR Detector, LPGC 1, MGC A/B & Injection Compression Module, Pancake Level | Flame detector | DS001.01
553-IR-2726 | Flame IR Detector, LPGC 1, MGC A/B & Injection Compression Module, Pancake Level | Flame detector | DS001.01
553-IR-2727 | Flame IR Detector, LPGC 1, MGC A/B & Injection Compression Module, Pancake Level | Flame detector | DS001.01
553-IR-2728 | Flame IR Detector, LPGC 1, MGC A/B & Injection Compression Module, Level 1 | Flame detector | DS001.01
553-IR-2729 | Flame IR Detector, LPGC 1, MGC A/B & Injection Compression Module, Level 1 | Flame detector | DS001.01
553-IR-2730 | Flame IR Detector, LPGC 1, MGC A/B & Injection Compression Module, Level 1 | Flame detector | DS001.01
553-IR-2731 | Flame IR Detector, LPGC 1, MGC A/B & Injection Compression Module, Level 1 | Flame detector | DS001.01
553-IR-2732 | Flame IR Detector, LPGC 1, MGC A/B & Injection Compression Module, Level 2 | Flame detector | DS001.01
553-IR-2734 | Flame IR Detector, LPGC 1, MGC A/B & Injection Compression Module, Level 2 | Flame detector | DS001.01
553-IR-2735 | Flame IR Detector, LPGC 1, MGC A/B & Injection Compression Module, Pancake Level | Flame detector | DS001.01
553-IR-2736 | Flame IR Detector, LPGC 1, MGC A/B & Injection Compression Module, Pancake Level | Flame detector | DS001.01
553-IR-2737 | Flame IR Detector, LPGC 1, MGC A/B & Injection Compression Module, Pancake Level | Flame detector | DS001.01
553-IR-2738 | Flame IR Detector, LPGC 1, MGC A/B & Injection Compression Module, Pancake Level | Flame detector | DS001.01
553-IR-2739 | Flame IR Detector, LPGC 1, MGC A/B & Injection Compression Module, Pancake Level | Flame detector | DS001.01
553-IR-2740 | Flame IR Detector, LPGC 1, MGC A/B & Injection Compression Module, Level 1 | Flame detector | DS001.01
553-IR-2741 | Flame IR Detector, LPGC 1, MGC A/B & Injection Compression Module, Level 1 | Flame detector | DS001.01
553-IR-2742 | Flame IR Detector, LPGC 1, MGC A/B & Injection Compression Module, Level 1 | Flame detector | DS001.01
553-IR-2743 | Flame IR Detector, LPGC 1, MGC A/B & Injection Compression Module, Level 1 | Flame detector | DS001.01
553-IR-2744 | Flame IR Detector, LPGC 1, MGC A/B & Injection Compression Module, Level 1 | Flame detector | DS001.01
553-IR-2745 | Flame IR Detector, LPGC 1, MGC A/B & Injection Compression Module, Level 1 | Flame detector | DS001.01
553-SO-1002 | Smoke Detector, Lift Machinery & Trunk Air Intake, Top Deck, Fire Zone 11 | Smoke Comustion Detecor | DS001.01
553-SO-1003 | Smoke Detector, Lift Machinery & Trunk Air Intake, Top Deck, Fire Zone 11 | Smoke Comustion Detecor | DS001.01
553-SO-1004 | Smoke Detector, UPS Room Air Intake, Top Deck, Fire Zone 11 | Smoke Comustion Detecor | DS001.01
553-SO-1005 | Smoke Detector, UPS Room Air Intake, Top Deck, Fire Zone 11 | Smoke Comustion Detecor | DS001.01
553-SO-1006 | Smoke Detector, Battery Room Natural Air Intake, Top Deck, Fire Zone 11 | Smoke Comustion Detecor | DS001.01
553-SO-1007 | Smoke Detector, Battery Room Natural Air Intake, Top Deck, Fire Zone 11 | Smoke Comustion Detecor | DS001.01
553-SO-1008 | Smoke Detector, Battery Room Natural Air Intake, Top Deck, Fire Zone 11 | Smoke Comustion Detecor | DS001.01
553-SO-1009 | Smoke Detector, Battery Room Natural Air Intake, Top Deck, Fire Zone 11 | Smoke Comustion Detecor | DS001.01
553-SO-1020 | Smoke Detector, Accommodation AHU Air Intake, Top Deck, Fire Zone 11 | Smoke Comustion Detecor | DS001.01
553-SO-1021 | Smoke Detector, Accommodation AHU Air Intake, Top Deck, Fire Zone 11 | Smoke Comustion Detecor | DS001.01
553-SO-1022 | Smoke Detector, Accommodation AHU Air Intake, Top Deck, Fire Zone 11 | Smoke Comustion Detecor | DS001.01
553-SO-1023 | Smoke Detector, Accommodation AHU Air Intake, Top Deck, Fire Zone 11 | Smoke Comustion Detecor | DS001.01
553-SO-1024 | Smoke Detector, Battery Room, Navigation Deck, Fire Zone 11 | Smoke Comustion Detecor | DS001.01
553-SO-1025 | Smoke Detector, Battery Room, Navigation Deck, Fire Zone 11 | Smoke Comustion Detecor | DS001.01
553-SO-1200 | Smoke Detector, AHU Room Air supply, F Deck, Fire Zone 11 | Smoke Comustion Detecor | DS001.01
553-SO-1201 | Smoke Detector, AHU Room Air supply, F Deck, Fire Zone 11 | Smoke Comustion Detecor | DS001.01
553-SO-1202 | Smoke Detector, Galley AHU Air Intake, F Deck, Fire Zone 11 | Smoke Comustion Detecor | DS001.01
553-SO-1203 | Smoke Detector, Galley AHU Air Intake, F Deck, Fire Zone 11 | Smoke Comustion Detecor | DS001.01
553-SO-1204 | Smoke Detector, Galley Air Intake, F Deck, Fire Zone 11 | Smoke Comustion Detecor | DS001.01
553-SO-1205 | Smoke Detector, Galley Air Intake, F Deck, Fire Zone 11 | Smoke Comustion Detecor | DS001.01
553-SO-1300 | Smoke Detector, AMS Vent Supply, E Deck, Fire Zone 11 | Smoke Comustion Detecor | DS001.01
553-SO-1301 | Smoke Detector, AMS Vent Supply, E Deck, Fire Zone 11 | Smoke Comustion Detecor | DS001.01
555-SO-1418 | Smoke Detector, Cabin 2P+2F, D Deck, Fire Zone 11 | Smoke Comustion Detecor | DS001.01
555-SO-1419 | Smoke Detector, False Ceiling. Cabin 2P+2F, D Deck, Fire Zone 11 | Smoke Comustion Detecor | DS001.01
555-SO-1420 | Smoke Detector, Cabin 2P+2F, D Deck, Fire Zone 11 | Smoke Comustion Detecor | DS001.01
555-SO-1421 | Smoke Detector, Cabin 2P+2F, D Deck, Fire Zone 11 | Smoke Comustion Detecor | DS001.01
555-SO-1422 | Smoke Detector, Cabin 1P, D Deck, Fire Zone 11 | Smoke Comustion Detecor | DS001.01
555-SO-1423 | Smoke Detector, Cabin 1P, D Deck, Fire Zone 11 | Smoke Comustion Detecor | DS001.01
555-SO-1424 | Smoke Detector, Cabin 1P+1F, D Deck, Fire Zone 11 | Smoke Comustion Detecor | DS001.01
555-SO-1425 | Smoke Detector, Cabin 1P+1F, D Deck, Fire Zone 11 | Smoke Comustion Detecor | DS001.01
555-SO-1426 | Smoke Detector, Cabin 1P+1F, D Deck, Fire Zone 11 | Smoke Comustion Detecor | DS001.01
555-SO-1427 | Smoke Detector, False Ceiling, Cabin 1P+1F, D Deck, Fire Zone 11 | Smoke Comustion Detecor | DS001.01
555-SO-1428 | Smoke Detector, Cabin 1P+1F, D Deck, Fire Zone 11 | Smoke Comustion Detecor | DS001.01
555-SO-1429 | Smoke Detector, Cabin 1P+1F, D Deck, Fire Zone 11 | Smoke Comustion Detecor | DS001.01
555-SO-1430 | Smoke Detector, Cabin 1P+1F, D Deck, Fire Zone 11 | Smoke Comustion Detecor | DS001.01
555-SO-1431 | Smoke Detector, Cabin 2P, D Deck, Fire Zone 11 | Smoke Comustion Detecor | DS001.01
555-SO-1432 | Smoke Detector, Cabin 2P, D Deck, Fire Zone 11 | Smoke Comustion Detecor | DS001.01
555-SO-1433 | Smoke Detector, Cabin 2P, D Deck, Fire Zone 11 | Smoke Comustion Detecor | DS001.01
555-SO-1434 | Smoke Detector, Cabin 2P, D Deck, Fire Zone 11 | Smoke Comustion Detecor | DS001.01
555-SO-1435 | Smoke Detector, Cabin 2P+2F, D Deck, Fire Zone 11 | Smoke Comustion Detecor | DS001.01
555-SO-1436 | Smoke Detector, False Ceiling, Cabin 2P+2F, D Deck, Fire Zone 11 | Smoke Comustion Detecor | DS001.01
555-SO-1437 | Smoke Detector, Cabin 2P+2F, D Deck, Fire Zone 11 | Smoke Comustion Detecor | DS001.01
555-SO-1438 | Smoke Detector, Cabin 2P+2F, D Deck, Fire Zone 11 | Smoke Comustion Detecor | DS001.01
555-SO-1439 | Smoke Detector, Wet Unit, D Deck, Fire Zone 11 | Smoke Comustion Detecor | DS001.01
555-SO-1440 | Smoke Detector, Cabin 2P+2F, D Deck, Fire Zone 11 | Smoke Comustion Detecor | DS001.01
663-XV-2203 | On/Off Valve, 12", Crude Oil, Cargo Transfer Header, Cargo System | On/Off Valve | PC003.01
663-XV-2302 | On/Off Valve, 18", Crude Oil, Cargo Offloading Header, Cargo System | On/Off Valve | PC003.01
663-XV-2303 | On/Off Valve, 12", Crude Oil, Cargo Transfer Header, Cargo System | On/Off Valve | PC003.01
663-XV-2402 | On/Off Valve, 18", Cargo Offloading Header, Cargo System Interface | On/Off Valve | PC003.01
663-XV-2403 | On/Off Valve, 12", Crude Oil, Cargo Transfer Header, Cargo System | On/Off Valve | PC003.01
663-XV-2502 | On/Off Valve, 18", Crude Oil, Cargo Offloading Header, Cargo System | On/Off Valve | PC003.01
663-XV-2503 | On/Off Valve, 12", Crude Oil, Cargo Transfer Header, Cargo System | On/Off Valve | PC003.01
663-XV-2602 | On/Off Valve, 18", Crude Oil, Cargo Offloading Header, Cargo System | On/Off Valve | PC003.01
663-XV-2603 | On/Off Valve, 12", Crude Oil, Crude Oil Transfer Header | On/Off Valve | PC003.01
663-XV-2612 | On/Off Valve, 14", Off-Spec Crude Oil To Cargo Offloading Header | On/Off Valve | PC003.01
663-XV-2702 | On/Off Valve, 18", Crude Oil, Cargo Transfer Header, Cargo System | On/Off Valve | PC003.01
127-LST-7023 | Level Transmitter, Shutdown, Scrubber SW, IG Generator A | Transmitter, Level | SD002.03.03
127-LST-7053 | Level Transmitter, Shutdown, Scrubber SW, IG Generator B | Transmitter, Level | SD002.03.03
553-GIR-3612 | Gas Detector, SB, Laydown Area Module, Level 2 | Hydrocarbon Gas Detector | DS001.02
553-GIR-3619 | Gas Detector, SB, Laydown Area Module, Level 2 | Hydrocarbon Gas Detector | DS001.02
553-GIR-3706 | Gas Detector, CO2 Compressor, CO2 Compression Module, Level 1 | Hydrocarbon Gas Detector | DS001.02
553-GIR-3707 | Gas Detector, CO2 Compressor, CO2 Compression Module, Level 1 | Hydrocarbon Gas Detector | DS001.02
553-GIR-3708 | Gas Detector, CO2 Compressor, CO2 Compression Module, Level 2 | Hydrocarbon Gas Detector | DS001.02
553-GIR-3709 | Gas Detector, CO2 Compressor, CO2 Compression Module, Level 2 | Hydrocarbon Gas Detector | DS001.02
553-GIR-3710 | Gas Detector, CO2 Compressor, CO2 Compression Module, Level 2 | Hydrocarbon Gas Detector | DS001.02
553-GIR-3747 | Gas Detector, CO2 Compressor, CO2 Compression Module, Pancake Level | Hydrocarbon Gas Detector | DS001.02
553-GIR-3748 | Gas Detector, CO2 Compressor, CO2 Compression Module, Pancake Level | Hydrocarbon Gas Detector | DS001.02
553-GIR-3749 | Gas Detector, CO2 Compressor, CO2 Compression Module, Pancake Level | Hydrocarbon Gas Detector | DS001.02
553-GIR-3750 | Gas Detector, CO2 Compressor, CO2 Compression Module, Pancake Level | Hydrocarbon Gas Detector | DS001.02
553-GIR-3751 | Gas Detector, CO2 Compressor, CO2 Compression Module, Pancake Level | Hydrocarbon Gas Detector | DS001.02
553-GIR-3753 | Gas Detector, CO2 Compressor, CO2 Compression Module, Pancake Level | Hydrocarbon Gas Detector | DS001.02
553-GIR-3754 | Gas Detector, CO2 Compressor, CO2 Compression Module, Pancake Level | Hydrocarbon Gas Detector | DS001.02
553-GIR-3755 | Gas Detector, CO2 Compressor, CO2 Compression Module, Pancake Level | Hydrocarbon Gas Detector | DS001.02
553-GIR-3756 | Gas Detector, CO2 Compressor, CO2 Compression Module, Pancake Level | Hydrocarbon Gas Detector | DS001.02
553-GIR-3757 | Gas Detector, CO2 Compressor, CO2 Compression Module, Pancake Level | Hydrocarbon Gas Detector | DS001.02
553-GIR-3758 | Gas Detector, CO2 Compressor, CO2 Compression Module, Pancake Level | Hydrocarbon Gas Detector | DS001.02
553-GIR-3759 | Gas Detector, CO2 Compressor, CO2 Compression Module, Pancake Level | Hydrocarbon Gas Detector | DS001.02
553-GIR-3761 | Gas Detector, CO2 Compressor, CO2 Compression Module, Level 1 | Hydrocarbon Gas Detector | DS001.02
553-GIR-3763 | Gas Detector, CO2 Compressor, CO2 Compression Module, Level 1 | Hydrocarbon Gas Detector | DS001.02
553-GIR-3765 | Gas Detector, CO2 Compressor, CO2 Compression Module, Level 1 | Hydrocarbon Gas Detector | DS001.02
553-GTX-7163 | Gas Detector, PI Manifold, Riser and Manifold 4 Module, Level 3 | Hydrocarbon Gas Detector | DS001.02
553-GTX-7171 | Gas Detector, PI Manifold, Riser and Manifold 4 Module, Level 1 | Hydrocarbon Gas Detector | DS001.02
553-GTX-7172 | Gas Detector, PI Manifold, Riser and Manifold 4 Module, Level 3 | Hydrocarbon Gas Detector | DS001.02
553-GTX-7255 | Gas Detector, PI Manifold, Riser and Manifold 3 Module, Level 1 | Hydrocarbon Gas Detector | DS001.02
553-GTX-7260 | Gas Detector, PI Manifold, Riser and Manifold 3 Module, Level 2 | Hydrocarbon Gas Detector | DS001.02
553-GTX-7268 | Gas Detector, PI Manifold, Riser and Manifold 3 Module, Level 3 | Hydrocarbon Gas Detector | DS001.02
553-GTX-7274 | Gas Detector, PI Manifold, Riser and Manifold 3 Module, Level 2 | Hydrocarbon Gas Detector | DS001.02
553-GTX-7275 | Gas Detector, PI Manifold, Riser and Manifold 3 Module, Level 3 | Hydrocarbon Gas Detector | DS001.02
553-GTX-7357 | Gas Detector, PI Manifold, Riser and Manifold 2 Module, Level 2 | Hydrocarbon Gas Detector | DS001.02
553-GTX-7361 | Gas Detector, PI Manifold, Riser and Manifold 2 Module, Level 3 | Hydrocarbon Gas Detector | DS001.02
553-GTX-7364 | Gas Detector, PI Manifold, Riser and Manifold 2 Module, Level 3 | Hydrocarbon Gas Detector | DS001.02
553-GTX-7370 | Gas Detector, PI Manifold, Riser and Manifold 2 Module, Level 1 | Hydrocarbon Gas Detector | DS001.02
553-GTX-7371 | Gas Detector, PI Manifold, Riser and Manifold 2 Module, Level 2 | Hydrocarbon Gas Detector | DS001.02
553-GTX-7454 | Gas Detector, PI Manifold, Riser and Manifold 1 Module, Level 1 | Hydrocarbon Gas Detector | DS001.02
553-GTX-7460 | Gas Detector, PI Manifold, Riser and Manifold 1 Module, Level 2 | Hydrocarbon Gas Detector | DS001.02
553-GTX-7466 | Gas Detector, PI Manifold, Riser and Manifold 1 Module, Level 3 | Hydrocarbon Gas Detector | DS001.02
553-GTX-7470 | Gas Detector, PI Manifold, Riser and Manifold 1 Module, Level 1 | Hydrocarbon Gas Detector | DS001.02
553-GTX-7471 | Gas Detector, PI Manifold, Riser and Manifold 1 Module, Level 2 | Hydrocarbon Gas Detector | DS001.02
553-GTX-7605 | Gas Detector, CO2/SB, Fuel Gas Treatment Module, Level 1 | Hydrocarbon Gas Detector | DS001.02
553-GTX-7606 | Gas Detector, CO2/SB, Fuel Gas Treatment Module, Level 1 | Hydrocarbon Gas Detector | DS001.02
553-IR-8702B | Flame IR Detector, Vapour Recovery, Gas Conditioning Module, Pancake Level | Flame detector | DS001.01
662-SDV-2238 | Shutdown Valve, 10", Well Completion Fluid To Rundown | Valve, Shutdown | SD001.01
662-TST-0203 | Temperature Transmitter, Shutdown, Crude Oil Heater To IP Flash Vessel | Transmitter, Temperature | SD002.03.02
662-TST-0803 | Temperature Transmitter, Shutdown, Outlet, Crude Oil Clr B To Rundown Mtrg Pkge | Transmitter, Temperature | SD002.03.02
663-PST-2000 | Pressure Transmitter, Safety Shutdown, Slop Water To Cargo Oil Tanks | Transmitter, Pressure | SD002.03.01
663-PST-5721 | Pressure Transmitter, Safety S/dn, Crude Oil/Slop Wtr Fm COW Hdr, OFFSPEC COT PS | Transmitter, Pressure | SD002.03.01
663-PST-5801 | Pressure Transmitter, Safety Shutdown, Crude Oil/Slop Wtr Fm COW Hdr, COT 1 CL | Transmitter, Pressure | SD002.03.01
663-PST-5802 | Pressure Transmitter, Safety Shutdown, Crude Oil/Slop Wtr Fm COW Hdr, COT 2 PS | Transmitter, Pressure | SD002.03.01
663-PST-5803 | Pressure Transmitter, Safety Shutdown, Crude Oil/Slop Wtr Fm COW Hdr, COT 2 CL | Transmitter, Pressure | SD002.03.01
663-PST-5804 | Pressure Transmitter, Safety Shutdown, Crude Oil/Slop Wtr Fm COW Hdr, COT 2 SB | Transmitter, Pressure | SD002.03.01
663-PST-5805 | Pressure Transmitter, Safety Shutdown, Crude Oil/Slop Wtr Fm COW Hdr, COT 3 PS | Transmitter, Pressure | SD002.03.01
663-PST-5806 | Pressure Transmitter, Safety Shutdown, Crude Oil/Slop Wtr Fm COW Hdr, COT 3 CL | Transmitter, Pressure | SD002.03.01
663-PST-5807 | Pressure Transmitter, Safety Shutdown, Crude Oil/Slop Wtr Fm COW Hdr, COT 3 SB | Transmitter, Pressure | SD002.03.01
663-PST-5808 | Pressure Transmitter, Safety Shutdown, Crude Oil/Slop Wtr Fm COW Hdr, COT 4 PS | Transmitter, Pressure | SD002.03.01
663-PST-5809 | Pressure Transmitter, Safety Shutdown, Crude Oil/Slop Wtr Fm COW Hdr, COT 4 CL | Transmitter, Pressure | SD002.03.01
663-PST-5810 | Pressure Transmitter, Safety Shutdown, Crude Oil/Slop Wtr Fm COW Hdr, COT 4 SB | Transmitter, Pressure | SD002.03.01
663-PST-5811 | Pressure Transmitter, Safety Shutdown, Crude Oil/Slop Wtr Fm COW Hdr, COT 5 PS | Transmitter, Pressure | SD002.03.01
663-PST-5812 | Pressure Transmitter, Safety Shutdown, Crude Oil/Slop Wtr Fm COW Hdr, COT 5 CL | Transmitter, Pressure | SD002.03.01
663-PST-5813 | Pressure Transmitter, Safety Shutdown, Crude Oil/Slop Wtr Fm COW Hdr, COT 5 SB | Transmitter, Pressure | SD002.03.01
110-SVCH-1001 | Check Valve, 2", Dissimilar, N2 Header, Topsides HP Flare Header | Valve, Check | PC005.01.01
110-SVCH-1002 | Check Valve, 2", Dissimilar, N2 Header, Topsides LP Flare Header | Valve, Check | PC005.01.01
124-PST-0110A | Pressure Transmitter, Safety Shutdown, Suction, Produced Water Recycle Pump A | Transmitter, Pressure | SD002.03.01
124-PST-0110B | Pressure Transmitter, safety Shutdown, Suction, Produced Water Recycle Pump B | Transmitter, Pressure | SD002.03.01
124-PST-0112A | Pressure Transmitter, Safety Shutdown, Discharge, Produced Water Recycle Pump A | Transmitter, Pressure | SD002.03.01
124-PST-0112B | Pressure Transmitter, Safety Shutdown, Discharge, Produced Water Recycle Pump B | Transmitter, Pressure | SD002.03.01
124-PST-0510A | Pressure Transmitter, Safety Shutdown, Suction, Oily Water Pump A [NR13] | Transmitter, Pressure | SD002.03.01
124-PST-0510B | Pressure Transmitter, Safety Shutdown, Suction, Oily Water Pump B [NR13] | Transmitter, Pressure | SD002.03.01
124-PST-0511A | Pressure Transmitter, Safety Shutdown, Discharge, Oily Water Pump B [NR13] | Transmitter, Pressure | SD002.03.01
124-PST-0511B | Pressure Transmitter, Safety Shutdown, Discharge, Oily Water Pump B [NR13] | Transmitter, Pressure | SD002.03.01
124-PST-2450A | Pressure Transmitter, Safety S/dn, Suct, Eletrostatic Treater Water Recycle Pp A | Transmitter, Pressure | SD002.03.01
124-PST-2450B | Pressure Transmitter, Safety S/dn, Suct, Eletrostatic Treater Water Recycle Pp B | Transmitter, Pressure | SD002.03.01
553-IR-2746 | Flame IR Detector, LPGC 1, MGC A/B & Injection Compression Module, Level 2 | Flame detector | DS001.01
553-IR-2747 | Flame IR Detector, LPGC 1, MGC A/B & Injection Compression Module, Level 2 | Flame detector | DS001.01
553-IR-2811 | Flame IR Detector, LP Separator, LP Separation Module, Pancake Level | Flame detector | DS001.01
553-IR-2812 | Flame IR Detector, LP Separator, LP Separation Module, Pancake Level | Flame detector | DS001.01
553-IR-2813 | Flame IR Detector, LP Separator, LP Separation Module, Pancake Level | Flame detector | DS001.01
553-IR-2814 | Flame IR Detector, LP Separator, LP Separation Module, Pancake Level | Flame detector | DS001.01
553-IR-2815 | Flame IR Detector, LP Separator, LP Separation Module, Pancake Level | Flame detector | DS001.01
553-IR-2816 | Flame IR Detector, LP Separator, LP Separation Module, Level 1 | Flame detector | DS001.01
553-IR-2817 | Flame IR Detector, LP Separator, LP Separation Module, Level 1 | Flame detector | DS001.01
553-IR-2818 | Flame IR Detector, LP Separator, LP Separation Module, Level 1 | Flame detector | DS001.01
553-IR-2819 | Flame IR Detector, LP Separator, LP Separation Module, Level 1 | Flame detector | DS001.01
553-IR-2820 | Flame IR Detector, LP Separator, LP Separation Module, Level 1 | Flame detector | DS001.01
553-IR-2821 | Flame IR Detector, LP Separator, LP Separation Module, Level 1 | Flame detector | DS001.01
553-IR-2822 | Flame IR Detector, LP Separator, LP Separation Module, Level 2 | Flame detector | DS001.01
553-IR-2823 | Flame IR Detector, LP Separator, LP Separation Module, Level 2 | Flame detector | DS001.01
553-IR-2824 | Flame IR Detector, LP Separator, LP Separation Module, Level 2 | Flame detector | DS001.01
553-IR-2825 | Flame IR Detector, LP Separator, LP Separation Module, Level 2 | Flame detector | DS001.01
553-IR-2830 | Flame IR Detector, LP Separator, LP Separation Module, Pancake Level | Flame detector | DS001.01
553-IR-2831 | Flame IR Detector, LP Separator, LP Separation Module, Level 2 | Flame detector | DS001.01
553-IR-2832 | Flame IR Detector, LP Separator, LP Separation Module, Pancake Level | Flame detector | DS001.01
553-IR-2833 | Flame IR Detector, LP Separator, LP Separation Module, Pancake Level | Flame detector | DS001.01
553-SO-1400 | Smoke Detector, Cargo System Power Supply Room HI-EX Foam Room Air Inlet, FZ 11 | Smoke Comustion Detecor | DS001.01
553-SO-1401 | Smoke Detector, Cargo System Power Supply Room HI-EX Foam Room Air Inlet, FZ 11 | Smoke Comustion Detecor | DS001.01
553-SO-1402 | Smoke Detector, IGG Room Vent Supply, Fire Zone 11 | Smoke Comustion Detecor | DS001.01
553-SO-1403 | Smoke Detector, IGG Room Vent Supply, Fire Zone 11 | Smoke Comustion Detecor | DS001.01
553-SO-1404 | Smoke Detector, Purifier Room Air Inlet, D Deck, Fire Zone 11 | Smoke Comustion Detecor | DS001.01
553-SO-1405 | Smoke Detector, Purifier Room Air Inlet, D Deck, Fire Zone 11 | Smoke Comustion Detecor | DS001.01
553-SO-1500 | Smoke Detector, Engine Room Air Inlet, C Deck, Fire Zone 11 | Smoke Comustion Detecor | DS001.01
553-SO-1501 | Smoke Detector, Engine Room Air Inlet, C Deck, Fire Zone 11 | Smoke Comustion Detecor | DS001.01
553-SO-2300 | Smoke Detector, B Deck, Fire Zone 11 | Smoke Comustion Detecor | DS001.01
553-SO-2301 | Smoke Detector, B Deck, Fire Zone 11 | Smoke Comustion Detecor | DS001.01
553-SO-2302 | Smoke Detector, B Deck, Fire Zone 11 | Smoke Comustion Detecor | DS001.01
553-SO-2396 | Smoke Detector, Oxygen Room, B Deck, Fire Zone 11 | Smoke Comustion Detecor | DS001.01
553-SO-2397 | Smoke Detector, Oxygen Room, B Deck, Fire Zone 11 | Smoke Comustion Detecor | DS001.01
553-SO-2398 | Smoke Detector, Acetylene Room Air Inlet, B Deck, Fire Zone 11 | Smoke Comustion Detecor | DS001.01
553-SO-2399 | Smoke Detector, Acetylene Room Air Inlet, B Deck, Fire Zone 11 | Smoke Comustion Detecor | DS001.01
553-SO-2500 | Smoke Detector, Emrg Gen Room, Natural Air Intake, A Deck, FZ 11 | Smoke Comustion Detecor | DS001.01
553-SO-2501 | Smoke Detector, Emrg Gen Room, Natural Air Intake, A Deck, FZ 11 | Smoke Comustion Detecor | DS001.01
553-SO-2502 | Smoke Detector, Emrg Gen Room, Natural Air Intake, A Deck, FZ 11 | Smoke Comustion Detecor | DS001.01
553-SO-2503 | Smoke Detector, Emrg Gen Room, Natural Air Intake, A Deck, FZ 11 | Smoke Comustion Detecor | DS001.01
553-SO-2504 | Smoke Detector, Emrg Gen Room, Natural Air Intake, A Deck, FZ 11 | Smoke Comustion Detecor | DS001.01
553-SO-2505 | Smoke Detector, Emrg Gen Room, Natural Air Intake, A Deck, FZ 11 | Smoke Comustion Detecor | DS001.01
553-SO-2506 | Smoke Detector, Emergency Generator Room, Air Inlet, A Deck, Fire Zone 11 | Smoke Comustion Detecor | DS001.01
553-SO-2507 | Smoke Detector, Emergency Generator Room, Air Inlet, A Deck, Fire Zone 11 | Smoke Comustion Detecor | DS001.01
555-SO-1441 | Smoke Detector, Cabin 2P+2F, D Deck, Fire Zone 11 | Smoke Comustion Detecor | DS001.01
555-SO-1500 | Smoke Detector, Hospital, C Deck, Fire Zone 11 | Smoke Comustion Detecor | DS001.01
555-SO-1501 | Smoke Detector, False Ceiling, treatment Room, C Deck, Fire Zone 11 | Smoke Comustion Detecor | DS001.01
555-SO-1502 | Smoke Detector, False Ceiling, treatment Room, C Deck, Fire Zone 11 | Smoke Comustion Detecor | DS001.01
555-SO-1503 | Smoke Detector, Cabin 1P large, C Deck, Fire Zone 11 | Smoke Comustion Detecor | DS001.01
555-SO-1504 | Smoke Detector, Cabin 1P large, C Deck, Fire Zone 11 | Smoke Comustion Detecor | DS001.01
555-SO-1505 | Smoke Detector, Stairway, C Deck, Fire Zone 11 | Smoke Comustion Detecor | DS001.01
555-SO-1506 | Smoke Detector, E&I Trunk, C Deck, Fire Zone 11 | Smoke Comustion Detecor | DS001.01
555-SO-1507 | Smoke Detector, E&I Trunk, C Deck, Fire Zone 11 | Smoke Comustion Detecor | DS001.01
555-SO-1508 | Smoke Detector, False Ceiling, Laundry, C Deck, Fire Zone 11 | Smoke Comustion Detecor | DS001.01
555-SO-1510 | Smoke Detector, Day Area Room 1P, C Deck, Fire Zone 11 | Smoke Comustion Detecor | DS001.01
555-SO-1511 | Smoke Detector, Day Area Room 1P, C Deck, Fire Zone 11 | Smoke Comustion Detecor | DS001.01
555-SO-1512 | Smoke Detector, Day Area Room 1P, C Deck, Fire Zone 11 | Smoke Comustion Detecor | DS001.01
555-SO-1514 | Smoke Detector, Medic Cabin, C Deck, Fire Zone 11 | Smoke Comustion Detecor | DS001.01
555-SO-1515 | Smoke Detector, Cabin 1P, C Deck, Fire Zone 11 | Smoke Comustion Detecor | DS001.01
555-SO-1516 | Smoke Detector, C Deck, Fire Zone 11 | Smoke Comustion Detecor | DS001.01
555-SO-1517 | Smoke Detector, False Ceiling, Cabin 1P, C Deck, Fire Zone 11 | Smoke Comustion Detecor | DS001.01
555-SO-1518 | Smoke Detector, C Deck, Fire Zone 11 | Smoke Comustion Detecor | DS001.01
555-SO-1519 | Smoke Detector, Quiet Recreation, C Deck, Fire Zone 11 | Smoke Comustion Detecor | DS001.01
555-SO-1520 | Smoke Detector, C Deck, Fire Zone 11 | Smoke Comustion Detecor | DS001.01
555-SO-1521 | Smoke Detector, Recreation lounge, C Deck, Fire Zone 11 | Smoke Comustion Detecor | DS001.01
555-SO-1522 | Smoke Detector, False Ceiling, Recreation lounge, C Deck, Fire Zone 11 | Smoke Comustion Detecor | DS001.01
555-SO-1523 | Smoke Detector, C Deck, Fire Zone 11 | Smoke Comustion Detecor | DS001.01
663-XV-2703 | On/Off Valve, 12", Crude Oil, Cargo Transfer Header, Cargo System | On/Off Valve | PC003.01
127-PST-0121 | Pressure Transmitter, Shutdown, IG To Main, IG Gas Deck Water Seal | Transmitter, Pressure | SD002.03.01
127-PST-0131 | Pressure Transmitter, Shutdown, IG To HC Main, IG Gas Deck Water Seal | Transmitter, Pressure | SD002.03.01
127-PST-7012 | Pressure Transmitter, Shutdown, Combustion Air Inlet, IG Generator A | Transmitter, Pressure | SD002.03.01
127-PST-7025 | Pressure Transmitter, Shutdown, Cooling SW Inlet, IG Generator A | Transmitter, Pressure | SD002.03.01
127-PST-7042 | Pressure Transmitter, Shutdown, Combustion Air Inlet, IG Generator B | Transmitter, Pressure | SD002.03.01
127-PST-7055 | Pressure Transmitter, Shutdown, Cooling SW Inlet, IG Generator B | Transmitter, Pressure | SD002.03.01
127-PST-7108 | Pressure Transmitter, Shutdown, Cooling Chamber SW, IG Generator A | Transmitter, Pressure | SD002.03.01
127-PST-7142 | Pressure Transmitter, Shutdown, Outlet, IG Generator A | Transmitter, Pressure | SD002.03.01
127-PST-7308 | Pressure Transmitter, Shutdown, Cooling Chamber SW, IG Generator B | Transmitter, Pressure | SD002.03.01
127-PST-7342 | Pressure Transmitter, Shutdown, Outlet, IG Generator B | Transmitter, Pressure | SD002.03.01
127-SDV-0104 | Shutdown Valve, 24", Outlet, IG Gas Deck Water Seal | Valve, Shutdown | SD001.01
127-SDV-7152 | Shutdown Valve, 18", IG Isolation, IG Deck Water Seal | Valve, Shutdown | IC004.01.03
127-SDV-7352 | Shutdown Valve, 18", IG From IGG No2, IG Deck Water Seal | Valve, Shutdown | SD001.01
127-TST-7015 | Temperature Transmitter, Shutdown, Cooling SW, IG Generator A | Transmitter, Temperature | SD002.03.02
127-TST-7045 | Temperature Transmitter, Shutdown, Cooling SW, IG Generator B | Transmitter, Temperature | SD002.03.02
127-TST-7149 | Temperature Transmitter, Shutdown, Outlet, IG Generator A | Transmitter, Temperature | SD002.03.02
127-TST-7198 | Temperature Transmitter, Shutdown, IG Blower A | Transmitter, Temperature | SD002.03.02
127-TST-7349 | Temperature Transmitter, Shutdown, Outlet, IG Generator B | Transmitter, Temperature | SD002.03.02
127-TST-7398 | Temperature Transmitter, Shutdown, IG Blower No2 | Transmitter, Temperature | SD002.03.02
553-GIR-3766 | Gas Detector, CO2 Compressor, CO2 Compression Module, Level 2 | Hydrocarbon Gas Detector | DS001.02
553-GIR-3767 | Gas Detector, CO2 Compressor, CO2 Compression Module, Level 2 | Hydrocarbon Gas Detector | DS001.02
553-GIR-3768 | Gas Detector, CO2 Compressor, CO2 Compression Module, Level 2 | Hydrocarbon Gas Detector | DS001.02
553-GIR-3769 | Gas Detector, CO2 Compressor, CO2 Compression Module, Level 1 | Hydrocarbon Gas Detector | DS001.02
553-GIR-3770 | Gas Detector, CO2 Compressor, CO2 Compression Module, Pancake Level | Hydrocarbon Gas Detector | DS001.02
553-GIR-3852 | Gas Detector, LPGC 2, MGC A/B & Injection Compression Module, Pancake Level | Hydrocarbon Gas Detector | DS001.02
553-GIR-3853 | Gas Detector, LPGC 2, MGC A/B & Injection Compression Module, Level 3 | Hydrocarbon Gas Detector | DS001.02
553-GIR-3854 | Gas Detector, LPGC 2, MGC A/B & Injection Compression Module, Level 3 | Hydrocarbon Gas Detector | DS001.02
553-GIR-3855 | Gas Detector, LPGC 2, MGC A/B & Injection Compression Module, Level 3 | Hydrocarbon Gas Detector | DS001.02
553-GIR-3858 | Gas Detector, LPGC 2, MGC A/B & Injection Compression Module, Pancake Level | Hydrocarbon Gas Detector | DS001.02
553-GIR-3868 | Gas Detector, LPGC 2, MGC A/B & Injection Compression Module, Level 2 | Hydrocarbon Gas Detector | DS001.02
553-GIR-3869 | Gas Detector, LPGC 2, MGC A/B & Injection Compression Module, Level 2 | Hydrocarbon Gas Detector | DS001.02
553-GIR-3870 | Gas Detector, LPGC 2, MGC A/B & Injection Compression Module, Level 2 | Hydrocarbon Gas Detector | DS001.02
553-GIR-6203 | Gas Detector, Pwr Gen 2, Power Generation 2 Module, Pancake Level | Hydrocarbon Gas Detector | DS001.02
553-GIR-6204 | Gas Detector, Pwr Gen 2, Power Generation 2 Module, Level 2 | Hydrocarbon Gas Detector | DS001.02
553-GIR-6208 | Gas Detector, Pwr Gen 2, Power Generation 2 Module, Pancake Level | Hydrocarbon Gas Detector | DS001.02
553-GIR-6210 | Gas Detector, Pwr Gen 2, Power Generation 2 Module, Level 2 | Hydrocarbon Gas Detector | DS001.02
553-GIR-6211 | Gas Detector, Pwr Gen 2, Power Generation 2 Module, Level 2 | Hydrocarbon Gas Detector | DS001.02
553-GIR-6214 | Gas Detector, Pwr Gen 2, Power Generation 2 Module, Level 2 | Hydrocarbon Gas Detector | DS001.02
553-GIR-6215 | Gas Detector, Pwr Gen 2, Power Generation 2 Module, Level 2 | Hydrocarbon Gas Detector | DS001.02
553-GIR-6400 | Gas Detector, Pwr Gen 1, Power Generation 1 Module, Pancake Level | Hydrocarbon Gas Detector | DS001.02
553-GIR-6403 | Gas Detector, Pwr Gen 1, Power Generation 1 Module, Level 2 | Hydrocarbon Gas Detector | DS001.02
553-IR-8703B | Flame IR Detector, Enclosure, VRU Package, Trn B | Flame detector | DS001.01
553-IR-8704B | Flame IR Detector, Vapour Recovery, Gas Conditioning Module, Pancake Level | Flame detector | DS001.01
553-MAC-1040 | Manual Alarm Callpoint, Battery Room, Navigation Deck, Fire Zone 11 | Call point, Alarm | ER003.01
553-MAC-1041 | Manual Alarm Callpoint, Battery Room, Navigation Deck, Fire Zone 11 | Call point, Alarm | ER003.01
553-MAC-1042 | Manual Alarm Callpoint, Navigation Deck, Fire Zone 11 | Call point, Alarm | ER003.01
553-MAC-1043 | Manual Alarm Callpoint, Navigation Deck, Fire Zone 11 | Call point, Alarm | ER003.01
553-MAC-1050 | Manual Alarm Callpoint, Helipad | Call point, Alarm | ER003.01
553-MAC-1051 | Manual Alarm Callpoint, Helipad | Call point, Alarm | ER003.01
553-MAC-1052 | Manual Alarm Callpoint, Helipad | Call point, Alarm | ER003.01
553-MAC-1240 | Manual Alarm Callpoint, AHU Room, F Deck, Fire Zone 11 | Call point, Alarm | ER003.01
553-MAC-1241 | Manual Alarm Callpoint, AHU Room, F Deck, Fire Zone 11 | Call point, Alarm | ER003.01
553-MAC-1340 | Manual Alarm Callpoint, Aft Walkway, E Deck, Fire Zone 11 | Call point, Alarm | ER003.01
553-MAC-1341 | Manual Alarm Callpoint, Aft Walkway, E Deck, Fire Zone 11 | Call point, Alarm | ER003.01
553-MAC-1440 | Manual Alarm Callpoint, D Deck, Fire Zone 11 | Call point, Alarm | ER003.01
553-MAC-1441 | Manual Alarm Callpoint, D Deck, Fire Zone 11 | Call point, Alarm | ER003.01
553-MAC-1540 | Manual Alarm Callpoint, C Deck, Fire Zone 11 | Call point, Alarm | ER003.01
553-MAC-1541 | Manual Alarm Callpoint, C Deck, Fire Zone 11 | Call point, Alarm | ER003.01
553-MAC-2200 | Manual Alarm Callpoint, Flare KO Drum & Chemical Injection Module, Pancake Level, FZ 02 | Call point, Alarm | ER003.01
553-MAC-2201 | Manual Alarm Callpoint, Flare KO Drum & Chemical Injection Module, Pancake Level, FZ 02 | Call point, Alarm | ER003.01
553-MAC-2202 | Manual Alarm Callpoint, Flare KO Drum & Chemical Injection Module, Level 2, FZ 02 | Call point, Alarm | ER003.01
553-MAC-2340 | Manual Alarm Callpoint, B Deck, Fire Zone 11 | Call point, Alarm | ER003.01
553-MAC-2341 | Manual Alarm Callpoint, B Deck, Fire Zone 11 | Call point, Alarm | ER003.01
663-PST-5814 | Pressure Transmitter, Safety Shutdown, Crude Oil/Slop Wtr Fm COW Hdr, COT 6 PS | Transmitter, Pressure | SD002.03.01
663-PST-5815 | Pressure Transmitter, Safety Shutdown, Crude Oil/Slop Wtr Fm COW Hdr, COT 6 CL | Transmitter, Pressure | SD002.03.01
663-PST-5816 | Pressure Transmitter, Safety Shutdown, Crude Oil/Slop Wtr Fm COW Hdr, COT 6 SB | Transmitter, Pressure | SD002.03.01
663-PST-5817 | Pressure Transmitter, Safety Shutdown, Crude Oil/Slop Wtr Fm COW Hdr, COT 7 PS | Transmitter, Pressure | SD002.03.01
663-PST-5818 | Pressure Transmitter, Safety Shutdown, Crude Oil/Slop Wtr Fm COW Hdr, COT 7 CL | Transmitter, Pressure | SD002.03.01
663-SDV-2000 | Shutdown Valve, 12", Crude Oil Washing Header, Cargo System Interface | Valve, Shutdown | SD001.01
667-PST-5202 | Pressure Transmitter, Safety, Shutdown, HP/LP Serv Fluid Head, TS Service Hdr | Transmitter, Pressure | SD002.03.01
667-SDV-5205 | Shutdown Valve, 8", LP Service Fluid, Topsides LP Service Header | Valve, Shutdown | SD001.01
667-TST-1311 | Temperature Transmitter, Safety, Shutdown, Suction, 667-PUCE-0003A & B | Transmitter, Temperature | SD002.03.02
771-BDV-0104 | Blowdown Valve, 6", HP Flare Gas To Header | Valve, Blowdown | PC005.01.03
771-BDV-0106 | Blowdown Valve, 6", HP Flare Gas To Header | Valve, Blowdown | PC005.01.03
771-BDV-0108 | Blowdown Valve, 2", HP Flare Gas To Header | Valve, Blowdown | PC005.01.03
771-BDV-0118 | Blowdown Valve, 4", FWKO Drum Gas To Flare Sub Header | Valve, Blowdown | PC005.01.03
771-BDV-0120 | Blowdown Valve, 6", FWKO Drum Gas To Flare Sub Header | Valve, Blowdown | PC005.01.03
771-BDV-0204 | Blowdown Valve, 3", IP Flash Vessel HP Flare Gas To Sub Header | Valve, Blowdown | PC005.01.03
771-BDV-0214 | Blowdown Valve, 3", LP Degasser Flare Gas To Header | Valve, Blowdown | PC005.01.03
771-BDV-0604 | Blowdown Valve, 6", Test Separator Gas To Flare Sub Header | Valve, Blowdown | PC005.01.03
124-PST-2451A | Pressure Transmitter, Safety S/dn, Disch, Eletrostatic Treater Wtr Recycle Pp A | Transmitter, Pressure | SD002.03.01
124-PST-2451B | Pressure Transmitter, Safety S/dn, Disch, Eletrostatic Treater Wtr Recycle Pp B | Transmitter, Pressure | SD002.03.01
124-SPSR-1006 | Strainer, Suction, Oily Water Pump B | Strainer | PC002.02
124-SPSR-1009 | Strainer, Suction, Produced Water Recycle Pump B | Strainer | PC002.02
124-SPSR-1010 | Strainer, Suction, Oily Water Pump A | Strainer | PC002.02
124-SPSR-1011 | Strainer, Suction, Produced Water Recycle Pump A | Strainer | PC002.02
124-SPSR-1012 | Strainer, Suction, Eletrostatic Treater Water Recycle Pump A | Strainer | PC002.02
124-SPSR-1013 | Strainer, Suction, Eletrostatic Treater Water Recycle Pump B | Strainer | PC002.02
124-SVCH-1014 | Check Valve, Dissimilar, 6", Oily Water Pump To FWKO Drum | Valve, Check | PC005.01.01
124-SVCH-1016 | Check Valve, Dissimilar, 12", Produced Recycle Pump To FWKO Drum | Valve, Check | PC005.01.01
124-SVCH-1254 | Check Valve, 4", Skimmed Oil Inlet, Oily Water Vessel | Valve, Check | PC005.01.01
553-IR-2834 | Flame IR Detector, LP Separator, LP Separation Module, Pancake Level | Flame detector | DS001.01
553-IR-2835 | Flame IR Detector, LP Separator, LP Separation Module, Pancake Level | Flame detector | DS001.01
553-IR-2836 | Flame IR Detector, LP Separator, LP Separation Module, Pancake Level | Flame detector | DS001.01
553-IR-2837 | Flame IR Detector, LP Separator, LP Separation Module, Pancake Level | Flame detector | DS001.01
553-IR-2838 | Flame IR Detector, LP Separator, LP Separation Module, Pancake Level | Flame detector | DS001.01
553-IR-2839 | Flame IR Detector, LP Separator, LP Separation Module, Pancake Level | Flame detector | DS001.01
553-IR-2840 | Flame IR Detector, LP Separator, LP Separation Module, Level 1 | Flame detector | DS001.01
553-IR-2841 | Flame IR Detector, LP Separator, LP Separation Module, Level 1 | Flame detector | DS001.01
553-IR-2842 | Flame IR Detector, LP Separator, LP Separation Module, Level 2 | Flame detector | DS001.01
553-IR-2911 | Flame IR Detector, MGC/IGC, TEG Regen & Inj Compression Module, Pancake Level | Flame detector | DS001.01
553-IR-2912 | Flame IR Detector, MGC/IGC, TEG Regen & Inj Compression Module, Pancake Level | Flame detector | DS001.01
553-IR-2913 | Flame IR Detector, MGC/IGC, TEG Regen & Inj Compression Module, Pancake Level | Flame detector | DS001.01
553-IR-2914 | Flame IR Detector, MGC/IGC, TEG Regen & Inj Compression Module, Pancake Level | Flame detector | DS001.01
553-IR-2915 | Flame IR Detector, MGC/IGC, TEG Regen & Inj Compression Module, Pancake Level | Flame detector | DS001.01
553-IR-2916 | Flame IR Detector, MGC/IGC, TEG Regen & Inj Compression Module, Pancake Level | Flame detector | DS001.01
553-IR-2917 | Flame IR Detector, MGC/IGC, TEG Regen & Inj Compression Module, Pancake Level | Flame detector | DS001.01
553-IR-2918 | Flame IR Detector, MGC/IGC, TEG Regen & Inj Compression Module, Level 1 | Flame detector | DS001.01
553-IR-2919 | Flame IR Detector, MGC/IGC, TEG Regen & Inj Compression Module, Level 1 | Flame detector | DS001.01
553-IR-2920 | Flame IR Detector, MGC/IGC, TEG Regen & Inj Compression Module, Level 1 | Flame detector | DS001.01
553-IR-2921 | Flame IR Detector, MGC/IGC, TEG Regen & Inj Compression Module, Level 1 | Flame detector | DS001.01
553-IR-2922 | Flame IR Detector, MGC/IGC, TEG Regen & Inj Compression Module, Level 1 | Flame detector | DS001.01
553-SO-2509 | Smoke Detector, Emergency Generator Room, A Deck, Fire Zone 11 | Smoke Comustion Detecor | DS001.01
553-SO-3102 | Smoke Detector, False Floor, Emergency Generator, Main Deck, Fire Zone 11 | Smoke Comustion Detecor | DS001.01
553-SO-3103 | Smoke Detector, Emergency Generator, Main Deck, Fire Zone 11 | Smoke Comustion Detecor | DS001.01
553-SO-3104 | Smoke Detector, Emergency Generator, Main Deck, Fire Zone 11 | Smoke Comustion Detecor | DS001.01
553-SO-3105 | Smoke Detector, False Floor, Emergency Generator, Main Deck, Fire Zone 11 | Smoke Comustion Detecor | DS001.01
553-SO-3200 | Smoke Detector, Paint Store, Natural Air Intake, Main Deck, Fire Zone 11 | Smoke Comustion Detecor | DS001.01
553-SO-3201 | Smoke Detector, Paint Store, Natural Air Intake, Main Deck, Fire Zone 11 | Smoke Comustion Detecor | DS001.01
553-SO-3202 | Smoke Detector, AFT Fire Pump Room 1 Air Inlet, C Deck, Fire Zone 11 | Smoke Comustion Detecor | DS001.01
553-SO-3203 | Smoke Detector, AFT Fire Pump Room 1 Air Inlet, C Deck, Fire Zone 11 | Smoke Comustion Detecor | DS001.01
553-SO-3204 | Smoke Detector, Fire Inergen Extinguishing Natural Air Intake, Main Deck, FZ 11 | Smoke Comustion Detecor | DS001.01
553-SO-3205 | Smoke Detector, Fire Inergen Extinguishing Natural Air Intake, Main Deck, FZ 11 | Smoke Comustion Detecor | DS001.01
553-SO-3206 | Smoke Detector, Stores Air Inlet, Main Deck, Fire Zone 11 | Smoke Comustion Detecor | DS001.01
553-SO-3207 | Smoke Detector, Stores Air Inlet, Main Deck, Fire Zone 11 | Smoke Comustion Detecor | DS001.01
553-SO-3208 | Smoke Detector, AFT Fire Pump Room 2 Air Inlet, C Deck, Fire Zone 11 | Smoke Comustion Detecor | DS001.01
553-SO-3209 | Smoke Detector, AFT Fire Pump Room 2 Air Inlet, C Deck, Fire Zone 11 | Smoke Comustion Detecor | DS001.01
553-SO-3220 | Smoke Detector, Mechanical Workshop Air Inlet, C Deck, Fire Zone 11 | Smoke Comustion Detecor | DS001.01
553-SO-3221 | Smoke Detector, Mechanical Workshop Air Inlet, C Deck, Fire Zone 11 | Smoke Comustion Detecor | DS001.01
553-SO-3222 | Smoke Detector, Vessel Transformer Room Air Inlet, C Deck, Fire Zone 11 | Smoke Comustion Detecor | DS001.01
553-SO-3223 | Smoke Detector, Vessel Transformer Room Air Inlet, C Deck, Fire Zone 11 | Smoke Comustion Detecor | DS001.01
553-SO-3298 | Smoke Detector, AMS Vent Supply, Main Deck, Fire Zone 11 | Smoke Comustion Detecor | DS001.01
553-SO-3299 | Smoke Detector, AMS Vent Supply, Main Deck, Fire Zone 11 | Smoke Comustion Detecor | DS001.01
553-SO-3613 | Smoke Detector, SB, Laydown Area Module, Level 2 | Smoke Comustion Detecor | DS001.01
555-SO-1524 | Smoke Detector, Luggage Locker, C Deck, Fire Zone 11 | Smoke Comustion Detecor | DS001.01
555-SO-1525 | Smoke Detector, Janitor, C Deck, Fire Zone 11 | Smoke Comustion Detecor | DS001.01
555-SO-1526 | Smoke Detector, Clean Linen Locker, C Deck, Fire Zone 11 | Smoke Comustion Detecor | DS001.01
555-SO-1527 | Smoke Detector, C Deck, Fire Zone 11 | Smoke Comustion Detecor | DS001.01
555-SO-1528 | Smoke Detector, Gym, C Deck, Fire Zone 11 | Smoke Comustion Detecor | DS001.01
555-SO-1529 | Smoke Detector, C Deck, Fire Zone 11 | Smoke Comustion Detecor | DS001.01
555-SO-1530 | Smoke Detector, C Deck, Fire Zone 11 | Smoke Comustion Detecor | DS001.01
555-SO-1531 | Smoke Detector, False Ceiling, Medicine Locker, C Deck, Fire Zone 11 | Smoke Comustion Detecor | DS001.01
555-SO-1572 | Smoke Detector, Seismic Room, C Deck, Fire Zone 11 | Smoke Comustion Detecor | DS001.01
555-SO-2300 | Smoke Detector, False Ceiling, Galley/Skullery, B Deck, Fire Zone 11 | Smoke Comustion Detecor | DS001.01
555-SO-2301 | Smoke Detector, Stairway, B Deck, Fire Zone 11 | Smoke Comustion Detecor | DS001.01
555-SO-2302 | Smoke Detector, E&I Trunk, B Deck, Fire Zone 11 | Smoke Comustion Detecor | DS001.01
555-SO-2303 | Smoke Detector, B Deck, Fire Zone 11 | Smoke Comustion Detecor | DS001.01
555-SO-2304 | Smoke Detector, B Deck, Fire Zone 11 | Smoke Comustion Detecor | DS001.01
555-SO-2305 | Smoke Detector, B Deck, Fire Zone 11 | Smoke Comustion Detecor | DS001.01
555-SO-2306 | Smoke Detector, Camp Boss Office, B Deck, Fire Zone 11 | Smoke Comustion Detecor | DS001.01
555-SO-2307 | Smoke Detector, Main Mess Room, B Deck, Fire Zone 11 | Smoke Comustion Detecor | DS001.01
555-SO-2308 | Smoke Detector, Main Mess Room, B Deck, Fire Zone 11 | Smoke Comustion Detecor | DS001.01
555-SO-2309 | Smoke Detector, Main Mess Room, B Deck, Fire Zone 11 | Smoke Comustion Detecor | DS001.01
555-SO-2310 | Smoke Detector, Main Mess Room, B Deck, Fire Zone 11 | Smoke Comustion Detecor | DS001.01
555-SO-2311 | Smoke Detector, Main Mess Room, B Deck, Fire Zone 11 | Smoke Comustion Detecor | DS001.01
555-SO-2312 | Smoke Detector, Duty Mess Room, B Deck, Fire Zone 11 | Smoke Comustion Detecor | DS001.01
555-SO-2313 | Smoke Detector, B Deck, Fire Zone 11 | Smoke Comustion Detecor | DS001.01
128-FST-0412 | Flow Transmitter, Safety Shutdown, Discharge, Subsea H2S Scavenger Pumps | Transmitter, Flow | SD002.03.04
128-FST-2112 | Flow Transmitter, Safety Shutdown, Discharge, TS Ethanol/MEG Pumps | Transmitter, Flow | SD002.03.04
128-FST-2152 | Flow Transmitter, Safety Shutdown, Discharge, Subsea Ethanol/MEG Pumps | Transmitter, Flow | SD002.03.04
128-FST-2752 | Flow Transmitter, Safety Shutdown, Discharge, Subsea Wax Inhibitor Pumps | Transmitter, Flow | SD002.03.04
128-LST-0472 | Level Transmitter, Safety Shutdown, Production H2S Scavenger Vessel | Transmitter, Level | SD002.03.03
128-LST-2542 | Level Transmitter, Safety Shutdown, Demulsifier Vessel | Transmitter, Level | SD002.03.03
553-GIR-6404 | Gas Detector, Pwr Gen 1, Power Generation 1 Module, Level 2 | Hydrocarbon Gas Detector | DS001.02
553-GIR-6411 | Gas Detector, Pwr Gen 1, Power Generation 1 Module, Level 2 | Hydrocarbon Gas Detector | DS001.02
553-GIR-6412 | Gas Detector, Pwr Gen 1, Power Generation 1 Module, Level 1 | Hydrocarbon Gas Detector | DS001.02
553-GIR-6415 | Gas Detector, Pwr Gen 1, Power Generation 1 Module, Level 2 | Hydrocarbon Gas Detector | DS001.02
553-GIR-6416 | Gas Detector, Pwr Gen 1, Power Generation 1 Module, Level 2 | Hydrocarbon Gas Detector | DS001.02
553-GIR-6418 | Gas Detector, Pwr Gen 1, Power Generation 1 Module, Level 1 | Hydrocarbon Gas Detector | DS001.02
553-GIR-6503 | Gas Detector, Local Equipment Room Module, Level 1 | Hydrocarbon Gas Detector | DS001.02
553-GIR-6504 | Gas Detector, Local Equipment Room Module, Level 1 | Hydrocarbon Gas Detector | DS001.02
553-GIR-6505 | Gas Detector, Local Equipment Room Module, Level 2 | Hydrocarbon Gas Detector | DS001.02
553-GIR-6510 | Gas Detector, Local Equipment Room Module, Level 3 | Hydrocarbon Gas Detector | DS001.02
553-GIR-6511 | Gas Detector, Local Equipment Room Module, Level 3 | Hydrocarbon Gas Detector | DS001.02
553-GIR-6512 | Gas Detector, Local Equipment Room Module, Level 3 | Hydrocarbon Gas Detector | DS001.02
553-GIR-6513 | Gas Detector, Local Equipment Room Module, Level 3 | Hydrocarbon Gas Detector | DS001.02
553-GIR-6591 | Gas Detector, Metering Package 664-PKFI-7100 | Hydrocarbon Gas Detector | DS001.02
553-GIR-6593 | Gas Detector, Metering Package 664-PKFI-7100 | Hydrocarbon Gas Detector | DS001.02
553-GIR-6596 | Gas Detector, Metering Package 664-PKFI-7100 | Hydrocarbon Gas Detector | DS001.02
553-GIR-6602 | Gas Detector, Local Equipment Room Module, Level 1 | Hydrocarbon Gas Detector | DS001.02
553-GIR-6606 | Gas Detector, Local Equipment Room Module, Level 2 | Hydrocarbon Gas Detector | DS001.02
553-GIR-6607 | Gas Detector, Local Equipment Room Module, Level 2 | Hydrocarbon Gas Detector | DS001.02
553-GIR-6610 | Gas Detector, Local Equipment Room Module, Level 3 | Hydrocarbon Gas Detector | DS001.02
553-GIR-6611 | Gas Detector, Local Equipment Room Module, Level 3 | Hydrocarbon Gas Detector | DS001.02
553-GIR-7060 | Gas Detector, Fer1 & Fer2 Air Inlet, FWD Mezzanine Deck, Fire Zone 17 | Hydrocarbon Gas Detector | DS001.02
553-GIR-7061 | Gas Detector, Fer1 & Fer2 Air Inlet, FWD Mezzanine Deck, Fire Zone 17 | Hydrocarbon Gas Detector | DS001.02
553-MAC-2540 | Manual Alarm Callpoint, A Deck, Fire Zone 11 | Call point, Alarm | ER003.01
553-MAC-2541 | Manual Alarm Callpoint, A Deck, Fire Zone 11 | Call point, Alarm | ER003.01
553-MAC-2542 | Manual Alarm Callpoint, Emergency Generator Room, A Deck, Fire Zone 11 | Call point, Alarm | ER003.01
553-MAC-2600 | Manual Alarm Callpoint, CO2/SB, Fuel Gas Treatment Module, Pancake Level, FZ 03 | Call point, Alarm | ER003.01
553-MAC-2601 | Manual Alarm Callpoint, CO2/SB, Fuel Gas Treatment Module, Level 4, FZ 03 | Call point, Alarm | ER003.01
553-MAC-2602 | Manual Alarm Callpoint, CO2/SB, Fuel Gas Treatment Module, Level 1, FZ 03 | Call point, Alarm | ER003.01
553-MAC-2603 | Manual Alarm Callpoint, CO2/SB, Fuel Gas Treatment Module, Level 2, FZ 03 | Call point, Alarm | ER003.01
553-MAC-2604 | Manual Alarm Callpoint, CO2/SB, Fuel Gas Treatment Module, Level 3, FZ 03 | Call point, Alarm | ER003.01
553-MAC-2700 | Manual Alarm Callpoint, LPGC 1, MGC A/B & Inj Compression Module, Pancake Level, FZ 04 | Call point, Alarm | ER003.01
553-MAC-2701 | Manual Alarm Callpoint, LPGC 1, MGC A/B & Inj Compression Module, Pancake Level, FZ 04 | Call point, Alarm | ER003.01
553-MAC-2704 | Manual Alarm Callpoint, LPGC 1, MGC A/B & Injection Compression Module, Level 2, FZ 04 | Call point, Alarm | ER003.01
553-MAC-2705 | Manual Alarm Callpoint, LPGC 1, MGC A/B & Injection Compression Module, Level 3, FZ 04 | Call point, Alarm | ER003.01
553-MAC-2800 | Manual Alarm Callpoint, LP Separator, LP Separation Module, Pancake Level, FZ 04 | Call point, Alarm | ER003.01
553-MAC-2801 | Manual Alarm Callpoint, LP Separator, LP Separation Module, Level 1, FZ 04 | Call point, Alarm | ER003.01
553-MAC-2802 | Manual Alarm Callpoint, LP Separator, LP Separation Module, Level 3, FZ 04 | Call point, Alarm | ER003.01
553-MAC-2803 | Manual Alarm Callpoint, LP Separator, LP Separation Module, Level 2, FZ 04 | Call point, Alarm | ER003.01
553-MAC-2804 | Manual Alarm Callpoint, LP Separator, LP Separation Module, Level 4, FZ 04 | Call point, Alarm | ER003.01
553-MAC-2901 | Manual Alarm Callpoint, MGC/IGC, TEG Regen & Inj Comp Module, Pancake Level, FZ 05 | Call point, Alarm | ER003.01
553-MAC-2903 | Manual Alarm Callpoint, MGC/IGC, TEG Regen & Inj Compression Module, Level 1, FZ 05 | Call point, Alarm | ER003.01
553-MAC-2905 | Manual Alarm Callpoint, MGC/IGC, TEG Regen & Inj Compression Module, Level 2, FZ 05 | Call point, Alarm | ER003.01
553-MAC-2906 | Manual Alarm Callpoint, MGC/IGC, TEG Regen & Inj Compression Module, Level 3, FZ 05 | Call point, Alarm | ER003.01
771-BDV-0606 | Blowdown Valve, 3", Test Separator Gas To Flare Sub Header | Valve, Blowdown | PC005.01.03
771-SDV-0115 | Shutdown Valve, 18", Gas Inlet, LPGC Suction Cooler | Valve, Shutdown | SD001.01
771-SDV-0116 | Shutdown Valve, 2", Bypass, Shutdown Valve, 771-SDV-0115 | Valve, Shutdown | SD001.01
771-SDV-0618 | Shutdown Valve, 14", Test Separator Gas to TEG Inlet Cooler | Valve, Shutdown | SD001.01
771-SDV-0619 | Shutdown Valve, 2", Test Separator Gas to TEG Inlet Cooler | Valve, Shutdown | SD001.01
771-SDV-1031 | Shutdown Valve, 2", Casing Drain From LPGC Package Train A-B To LP Degasser | Valve, Shutdown | SD001.01
771-SDV-2031 | Shutdown Valve, 2", MGC Casing Drain From MIGC Package To LP Degasser | Valve, Shutdown | SD001.01
771-SDV-2032 | Shutdown Valve, 2", IGC Casing Drain From MIGC Package To LP Degasser | Valve, Shutdown | SD001.01
771-SDV-2400 | Shutdown Valve, 3", Off Gas Outlet, Produced Water Skim Vessel | Valve, Shutdown | SD001.01
771-SDV-7109 | Shutdown Valve, 4", Off Gas Outlet, Oily Water Vessel | Valve, Shutdown | SD001.01
771-SDV-8031 | Shutdown Valve, 2", Casing Drain CO2 Compressor Package To LP Degasser | Valve, Shutdown | SD001.01
771-TST-0903 | Temperature Transmitter, Gas Outlet, LP Gas Compressor Suction Cooler | Transmitter, Temperature | SD002.03.02
110-VACH-1005 | Check Valve, 2", Dissimilar, N2, Header, Topsides HP Flare Header | Valve, Check | PC005.01.01
110-VACH-1007 | Check Valve, 2", Dissimilar, N2 Header, Topsides LP Flare Header | Valve, Check | PC005.01.01
553-IR-2923 | Flame IR Detector, MGC/IGC, TEG Regen & Inj Compression Module, Level 1 | Flame detector | DS001.01
553-IR-2924 | Flame IR Detector, MGC/IGC, TEG Regen & Inj Compression Module, Level 1 | Flame detector | DS001.01
553-IR-2930 | Flame IR Detector, MGC/IGC, TEG Regen & Inj Compression Module, Pancake Level | Flame detector | DS001.01
553-IR-2931 | Flame IR Detector, MGC/IGC, TEG Regen & Inj Compression Module, Pancake Level | Flame detector | DS001.01
553-IR-2932 | Flame IR Detector, MGC/IGC, TEG Regen & Inj Compression Module, Pancake Level | Flame detector | DS001.01
553-IR-2933 | Flame IR Detector, MGC/IGC, TEG Regen & Inj Compression Module, Pancake Level | Flame detector | DS001.01
553-IR-2934 | Flame IR Detector, MGC/IGC, TEG Regen & Inj Compression Module, Pancake Level | Flame detector | DS001.01
553-IR-2935 | Flame IR Detector, MGC/IGC, TEG Regen & Inj Compression Module, Pancake Level | Flame detector | DS001.01
553-IR-2936 | Flame IR Detector, MGC/IGC, TEG Regen & Inj Compression Module, Level 1 | Flame detector | DS001.01
553-IR-2937 | Flame IR Detector, MGC/IGC, TEG Regen & Inj Compression Module, Level 1 | Flame detector | DS001.01
553-IR-2938 | Flame IR Detector, MGC/IGC, TEG Regen & Inj Compression Module, Level 1 | Flame detector | DS001.01
553-IR-2939 | Flame IR Detector, MGC/IGC, TEG Regen & Inj Compression Module, Level 1 | Flame detector | DS001.01
553-IR-2940 | Flame IR Detector, MGC/IGC, TEG Regen & Inj Compression Module, Level 1 | Flame detector | DS001.01
553-IR-2941 | Flame IR Detector, MGC/IGC, TEG Regen & Inj Compression Module, Level 1 | Flame detector | DS001.01
553-IR-2943 | Flame IR Detector, MGC/IGC, TEG Regen & Inj Compression Module, Level 1 | Flame detector | DS001.01
553-IR-3011 | Flame IR Detector, Vapour Recovery, Gas Conditioning Module, Pancake Level | Flame detector | DS001.01
553-IR-3012 | Flame IR Detector, Vapour Recovery, Gas Conditioning Module, Pancake Level | Flame detector | DS001.01
553-IR-3013 | Flame IR Detector, Vapour Recovery, Gas Conditioning Module, Pancake Level | Flame detector | DS001.01
553-IR-3014 | Flame IR Detector, Vapour Recovery, Gas Conditioning Module, Pancake Level | Flame detector | DS001.01
553-IR-3015 | Flame IR Detector, Vapour Recovery, Gas Conditioning Module, Pancake Level | Flame detector | DS001.01
553-IR-3016 | Flame IR Detector, Vapour Recovery, Gas Conditioning Module, Pancake Level | Flame detector | DS001.01
553-SO-3614 | Smoke Detector, SB, Laydown Area Module, Level 2 | Smoke Comustion Detecor | DS001.01
553-SO-3615 | Smoke Detector, SB, Laydown Area Module, Level 2 | Smoke Comustion Detecor | DS001.01
553-SO-3616 | Smoke Detector, SB, Laydown Area Module, Level 2 | Smoke Comustion Detecor | DS001.01
553-SO-3617 | Smoke Detector, SB, Laydown Area Module, Level 2 | Smoke Comustion Detecor | DS001.01
553-SO-3618 | Smoke Detector, SB, Laydown Area Module, Level 2 | Smoke Comustion Detecor | DS001.01
553-SO-4200 | Smoke Detector, Checkered Plate, Fire Pump No1, AFT Machinery Space, FZ 14 | Smoke Comustion Detecor | DS001.01
553-SO-4201 | Smoke Detector, Fire Pump No1, AFT Machinery Space Deck 1, Fire Zone 14 | Smoke Comustion Detecor | DS001.01
553-SO-4202 | Smoke Detector, Fire Pump No2, AFT Machinery Space Deck 1, Fire Zone 14 | Smoke Comustion Detecor | DS001.01
553-SO-4203 | Smoke Detector, Fire Pump No2, AFT Machinery Space Deck 1, Fire Zone 14 | Smoke Comustion Detecor | DS001.01
553-SO-4300 | Smoke Detector, Auxiliary Hydraulic Unit, AFT Machinery Space Deck 2, FZ 14 | Smoke Comustion Detecor | DS001.01
553-SO-4301 | Smoke Detector, HPU B, AFT Machinery Space Deck 2, Fire Zone 14 | Smoke Comustion Detecor | DS001.01
553-SO-4302 | Smoke Detector, HPU A, AFT Machinery Space Deck 2, Fire Zone 14 | Smoke Comustion Detecor | DS001.01
553-SO-4303 | Smoke Detector, HPU A, AFT Machinery Space Deck 2, Fire Zone 14 | Smoke Comustion Detecor | DS001.01
553-SO-4400 | Smoke Detector, Diesel Gen No1, Air Receiver No5, AFT Machinery Space, FZ 14 | Smoke Comustion Detecor | DS001.01
553-SO-4401 | Smoke Detector, Diesel Gen No2, Air Receiver No5, AFT Machinery Space, FZ 14 | Smoke Comustion Detecor | DS001.01
553-SO-4402 | Smoke Detector, Air Receiver No5 Reservation, AFT Machinery Space Deck 3, FZ 14 | Smoke Comustion Detecor | DS001.01
553-SO-4403 | Smoke Detector, Air Receiver No5, AFT Machinery Space Deck 3, Fire Zone 14 | Smoke Comustion Detecor | DS001.01
553-SO-4404 | Smoke Detector, AFT Machinery Space Deck 3, Fire Zone 14 | Smoke Comustion Detecor | DS001.01
553-SO-4405 | Smoke Detector, AFT Machinery Space Deck 3, Fire Zone 14 | Smoke Comustion Detecor | DS001.01
553-SO-4406 | Smoke Detector, AFT Machinery Space Deck 3, Fire Zone 14 | Smoke Comustion Detecor | DS001.01
553-SO-4407 | Smoke Detector, AFT Machinery Space Deck 3, Fire Zone 14 | Smoke Comustion Detecor | DS001.01
553-SO-4408 | Smoke Detector, AFT Machinery Space Deck 3, Fire Zone 14 | Smoke Comustion Detecor | DS001.01
555-SO-2315 | Smoke Detector, Dry Provisions, B Deck, Fire Zone 11 | Smoke Comustion Detecor | DS001.01
555-SO-2316 | Smoke Detector, Lobby, B Deck, Fire Zone 11 | Smoke Comustion Detecor | DS001.01
555-SO-2317 | Smoke Detector, Lobby, B Deck, Fire Zone 11 | Smoke Comustion Detecor | DS001.01
555-SO-2500 | Smoke Detector, Conference Room, A Deck, Fire Zone 11 | Smoke Comustion Detecor | DS001.01
555-SO-2501 | Smoke Detector, Meeting Room, A Deck, Fire Zone 11 | Smoke Comustion Detecor | DS001.01
555-SO-2502 | Smoke Detector, Supervisor Office, A Deck, Fire Zone 11 | Smoke Comustion Detecor | DS001.01
555-SO-2503 | Smoke Detector, A Deck, Fire Zone 11 | Smoke Comustion Detecor | DS001.01
555-SO-2504 | Smoke Detector, False Ceiling, Technical Library, A Deck, Fire Zone 11 | Smoke Comustion Detecor | DS001.01
555-SO-2505 | Smoke Detector, Technical Library, A Deck, Fire Zone 11 | Smoke Comustion Detecor | DS001.01
555-SO-2506 | Smoke Detector, A Deck, Fire Zone 11 | Smoke Comustion Detecor | DS001.01
555-SO-2507 | Smoke Detector, Stairway, A Deck, Fire Zone 11 | Smoke Comustion Detecor | DS001.01
555-SO-2508 | Smoke Detector, E&I Trunk, A Deck, Fire Zone 11 | Smoke Comustion Detecor | DS001.01
555-SO-2509 | Smoke Detector, E&I Trunk, A Deck, Fire Zone 11 | Smoke Comustion Detecor | DS001.01
555-SO-2510 | Smoke Detector, ERB no2, CCR, A Deck, Fire Zone 11 | Smoke Comustion Detecor | DS001.01
555-SO-2511 | Smoke Detector, Main/OIM Office, A Deck, Fire Zone 11 | Smoke Comustion Detecor | DS001.01
555-SO-2512 | Smoke Detector, False Ceiling, Main/OIM Office, A Deck, Fire Zone 11 | Smoke Comustion Detecor | DS001.01
555-SO-2513 | Smoke Detector, Main/OIM Office, A Deck, Fire Zone 11 | Smoke Comustion Detecor | DS001.01
555-SO-2514 | Smoke Detector, Janitor, A Deck, Fire Zone 11 | Smoke Comustion Detecor | DS001.01
555-SO-2515 | Smoke Detector, Meeting Room, A Deck, Fire Zone 11 | Smoke Comustion Detecor | DS001.01
555-SO-2516 | Smoke Detector, Office Supplies, A Deck, Fire Zone 11 | Smoke Comustion Detecor | DS001.01
555-SO-2517 | Smoke Detector, Meeting Room, A Deck, Fire Zone 11 | Smoke Comustion Detecor | DS001.01
555-SO-2518 | Smoke Detector, Client Office, A Deck, Fire Zone 11 | Smoke Comustion Detecor | DS001.01
555-SO-2519 | Smoke Detector, Radio Room, A Deck, Fire Zone 11 | Smoke Comustion Detecor | DS001.01
771-FO-0105 | Orifice, Flow, HP Flare Gas To Header | Flow Orifice | PC005.01.01
771-FO-0107 | Orifice, Flow, HP Flare Gas To Header | Flow Orifice | PC005.01.01
771-FO-0109 | Orifice, Flow, HP Flare Gas To Header | Flow Orifice | PC005.01.01
771-FO-0119 | Orifice, Flow, FWKO Drum Gas To Flare Sub Header | Flow Orifice | PC005.01.01
771-FO-0121 | Orifice, Flow, FWKO Drum Gas To Flare Sub Header | Flow Orifice | PC005.01.01
771-FO-0205 | Orifice, Flow, IP Flash Vessel HP Flare Gas To Sub Header | Flow Orifice | PC005.01.01
771-FO-0215 | Orifice, Flow, LP Degasser Flare Gas To Header | Flow Orifice | PC005.01.01
771-FO-0605 | Orifice, Flow, Test Separator Gas To Flare Sub Header | Flow Orifice | PC005.01.01
771-FO-0607 | Orifice, Flow, Test Separator Gas To Flare Sub Header | Flow Orifice | PC005.01.01
771-FO-0609 | Orifice, Flow, Test Separator Gas to TEG Inlet Cooler | Flow Orifice | PC005.01.01
128-PST-0450 | Pressure Transmitter, Safety Shutdown, Inlet, Production H2S Scavenger Pump Pkge | Transmitter, Pressure | SD002.03.01
128-PST-0473 | Pressure Transmitter, Safety Shutdown, Production H2S Scavenger Vessel | Transmitter, Pressure | SD002.03.01
128-PST-2016 | Pressure Transmitter, Safety Shutdown, Ethanol Distribution Header | Transmitter, Pressure | SD002.03.01
553-GIR-7062 | Gas Detector, Access Room & HPU Room Air Inlet, Fore Castle Deck, Fire Zone 17 | Hydrocarbon Gas Detector | DS001.02
553-GIR-7063 | Gas Detector, Access Room & HPU Room Air Inlet, Fore Castle Deck, Fire Zone 17 | Hydrocarbon Gas Detector | DS001.02
553-GIR-7064 | Gas Detector, Fire Pump Room 1 Air Inlet, FWD Mezzanine Deck, Fire Zone 17 | Hydrocarbon Gas Detector | DS001.02
553-GIR-7065 | Gas Detector, Fire Pump Room 1 Air Inlet, FWD Mezzanine Deck, Fire Zone 17 | Hydrocarbon Gas Detector | DS001.02
553-GIR-7066 | Gas Detector, Fire Pump Room 2 Air Inlet, Fore Castle Deck, Fire Zone 17 | Hydrocarbon Gas Detector | DS001.02
553-GIR-7067 | Gas Detector, Fire Pump Room 2 Air Inlet, Fore Castle Deck, Fire Zone 17 | Hydrocarbon Gas Detector | DS001.02
553-GIR-7068 | Gas Detector, FWD Fire Fighting Room Air Inlet, FWD Mezzanine Deck, Fire Zone 17 | Hydrocarbon Gas Detector | DS001.02
553-GIR-7069 | Gas Detector, FWD Fire Fighting Room Air Inlet, FWD Mezzanine Deck, Fire Zone 17 | Hydrocarbon Gas Detector | DS001.02
553-GIR-7070 | Gas Detector, FWD Inergen Extinguishing System Room Air Intake, FZ 17 | Hydrocarbon Gas Detector | DS001.02
553-GIR-7071 | Gas Detector, FWD Inergen Extinguishing System Room Air Intake, FZ 17 | Hydrocarbon Gas Detector | DS001.02
553-GIR-7072 | Gas Detector, Fire Pump Room 1 Combustion Air Inlet, FWD Mezzanine Deck, FZ 17 | Hydrocarbon Gas Detector | DS001.02
553-GIR-7073 | Gas Detector, Fire Pump Room 1 Combustion Air Inlet, FWD Mezzanine Deck, FZ 17 | Hydrocarbon Gas Detector | DS001.02
553-GIR-7074 | Gas Detector, Fire Pump Room 2 Combustion Air Inlet, FWD Mezzanine Deck, FZ 17 | Hydrocarbon Gas Detector | DS001.02
553-GIR-7075 | Gas Detector, Fire Pump Room 2 Combustion Air Inlet, FWD Mezzanine Deck, FZ 17 | Hydrocarbon Gas Detector | DS001.02
553-GIR-7098 | Gas Detector, FWD Muster Area Air Inlet, Fore Castle Deck, Fire Zone 17 | Hydrocarbon Gas Detector | DS001.02
553-GIR-7099 | Gas Detector, FWD Muster Area Air Inlet, Fore Castle Deck, Fire Zone 17 | Hydrocarbon Gas Detector | DS001.02
553-GIR-7112 | Gas Detector, Water Injection and Utilities Module, Level 1 | Hydrocarbon Gas Detector | DS001.02
553-GIR-7113 | Gas Detector, Water Injection and Utilities Module, Level 1 | Hydrocarbon Gas Detector | DS001.02
553-GIR-7153 | Gas Detector, PI Manifold, Riser and Manifold 4 Module, Level 3 | Hydrocarbon Gas Detector | DS001.02
553-GIR-7154 | Gas Detector, PI Manifold, Riser and Manifold 4 Module, Level 1 | Hydrocarbon Gas Detector | DS001.02
553-GIR-7155 | Gas Detector, PI Manifold, Riser and Manifold 4 Module, Level 3 | Hydrocarbon Gas Detector | DS001.02
553-MAC-3001 | Manual Alarm Callpoint, Vapour Recovery, Gas Conditioning Module, Pancake Level, FZ 05 | Call point, Alarm | ER003.01
553-MAC-3002 | Manual Alarm Callpoint, Vapour Recovery, Gas Conditioning Module, Level 1, FZ 05 | Call point, Alarm | ER003.01
553-MAC-3003 | Manual Alarm Callpoint, Vapour Recovery, Gas Conditioning Module, Level 2, FZ 05 | Call point, Alarm | ER003.01
553-MAC-3240 | Manual Alarm Callpoint, ERB No1, Main Deck, Fire Zone 11 | Call point, Alarm | ER003.01
553-MAC-3241 | Manual Alarm Callpoint, Main Deck, Fire Zone 11 | Call point, Alarm | ER003.01
553-MAC-3242 | Manual Alarm Callpoint, Main Deck, Fire Zone 11 | Call point, Alarm | ER003.01
553-MAC-3243 | Manual Alarm Callpoint, Main Deck, Fire Zone 11 | Call point, Alarm | ER003.01
553-MAC-3244 | Manual Alarm Callpoint, Main Deck, Fire Zone 11 | Call point, Alarm | ER003.01
553-MAC-3245 | Manual Alarm Callpoint, Main Deck, Fire Zone 11 | Call point, Alarm | ER003.01
553-MAC-3246 | Manual Alarm Callpoint, Main Deck, Fire Zone 11 | Call point, Alarm | ER003.01
553-MAC-3247 | Manual Alarm Callpoint, Main Deck, Fire Zone 11 | Call point, Alarm | ER003.01
553-MAC-3248 | Manual Alarm Callpoint, Main Deck, Fire Zone 11 | Call point, Alarm | ER003.01
553-MAC-3249 | Manual Alarm Callpoint, Main Deck, Fire Zone 11 | Call point, Alarm | ER003.01
553-MAC-3251 | Manual Alarm Callpoint, Main Deck, Fire Zone 11 | Call point, Alarm | ER003.01
553-MAC-3252 | Manual Alarm Callpoint, Main Deck, Fire Zone 11 | Call point, Alarm | ER003.01
553-MAC-3253 | Manual Alarm Callpoint, Main Deck, Fire Zone 11 | Call point, Alarm | ER003.01
553-MAC-3254 | Manual Alarm Callpoint, Main Deck, Fire Zone 11 | Call point, Alarm | ER003.01
553-MAC-3255 | Manual Alarm Callpoint, Main Deck, Fire Zone 11 | Call point, Alarm | ER003.01
553-MAC-3256 | Manual Alarm Callpoint, Main Deck, Fire Zone 11 | Call point, Alarm | ER003.01
553-MAC-3257 | Manual Alarm Callpoint, Main Deck, Fire Zone 11 | Call point, Alarm | ER003.01
553-MAC-3258 | Manual Alarm Callpoint, Main Deck, Fire Zone 11 | Call point, Alarm | ER003.01
553-MAC-3300 | Manual Alarm Callpoint, HP Separator, HP Separation Module, Pancake Level, FZ 06 | Call point, Alarm | ER003.01
772-BDV-7031 | Blowdown Valve, 2", HP Cold Flare Gas Header, TS CO2 Removal Unit | Valve, Blowdown | PC005.01.03
772-FO-7248A | Orifice, HP Cold Flare Gas Cold Flare Header, TS CO2 Removal Unit | Flow Orifice | PC005.01.01
772-FO-7248B | Orifice, HP Cold Flare Gas Cold Flare Header, TS CO2 Removal Unit | Flow Orifice | PC005.01.01
772-PST-7008 | Pressure Transmitter, Safety Shutdown, TEG Off-Gas Inlet, VRU Eductor | Transmitter, Pressure | SD002.03.01
772-PST-7009 | Pressure Transmitter, Permeate Gas CO2 Removal Unit, TS CO2 Removal Unit | Transmitter, Pressure | SD002.03.01
772-PST-7863 | Pressure Transmitter, Gas Dewpoint Exchanger [NR13] | Transmitter, Pressure | SD002.03.01
773-BDV-0004 | Blowdown Valve, 3", HP Cold Flare Gas, | Valve, Blowdown | PC005.01.03
773-PST-0002 | Pressure Transmitter, Shutdown, Injection Gas Inlet, Gas Injection Manifold [NR13] | Transmitter, Pressure | SD002.03.01
773-SDV-0007 | Shutdown Valve, 6", Injection Gas Inlet, Gas Injection Manifold | Valve, Shutdown | SD001.01
773-SDV-0008 | Shutdown Valve, 2", Injection Gas Inlet, Gas Injection Manifold | Valve, Shutdown | SD001.01
773-SDV-1314 | Shutdown Valve, Close Gas lift SDV to Well P1 | Valve, Shutdown | SD001.01
773-SDV-2041 | Shutdown Valve, 6", Pressurisation Gas Inlet, Gas Lift Manifold | Valve, Shutdown | SD001.01
773-SDV-6306 | Shutdown Valve, Close Service SDV to Service Riser | Valve, Shutdown | SD001.01
773-TST-0012 | Temperature Transmitter, Safety Shutdown, Inj Gas Inlet, Gas Inj Manifold | Transmitter, Temperature | SD002.03.02
773-TST-6930 | Temperature Transmitter, Safety Shutdown, Riser Depress Header To Test Manifold | Transmitter, Temperature | SD002.03.02
773-TST-6940 | Temperature Transmitter, Safety Shutdown, Riser Depress Header To Test Manifold | Transmitter, Temperature | SD002.03.02
775-BDV-6005 | Blowdown Valve, Injection Gas From IGC Discharge Coolers | Valve, Blowdown | PC005.01.03
123-PT-0113 | Pressure Transmitter, Alarm, Discharge, Bilge/GS Pump No1 | Transmitter, Pressure | SI001.01.02
123-PT-0123 | Pressure Transmitter, Alarm, Discharge, Bilge/GS Pump No2 | Transmitter, Pressure | SI001.01.02
553-IR-3017 | Flame IR Detector, Vapour Recovery, Gas Conditioning Module, Pancake Level | Flame detector | DS001.01
553-IR-3018 | Flame IR Detector, Vapour Recovery, Gas Conditioning Module, Pancake Level | Flame detector | DS001.01
553-IR-3019 | Flame IR Detector, Vapour Recovery, Gas Conditioning Module, Pancake Level | Flame detector | DS001.01
553-IR-3020 | Flame IR Detector, Vapour Recovery, Gas Conditioning Module, Pancake Level | Flame detector | DS001.01
553-IR-3021 | Flame IR Detector, Vapour Recovery, Gas Conditioning Module, Level 1 | Flame detector | DS001.01
553-IR-3022 | Flame IR Detector, Vapour Recovery, Gas Conditioning Module, Level 1 | Flame detector | DS001.01
553-IR-3023 | Flame IR Detector, Vapour Recovery, Gas Conditioning Module, Level 1 | Flame detector | DS001.01
553-IR-3024 | Flame IR Detector, Vapour Recovery, Gas Conditioning Module, Level 1 | Flame detector | DS001.01
553-IR-3025 | Flame IR Detector, Vapour Recovery, Gas Conditioning Module, Pancake Level | Flame detector | DS001.01
553-IR-3026 | Flame IR Detector, Vapour Recovery, Gas Conditioning Module, Level 1 | Flame detector | DS001.01
553-IR-3028 | Flame IR Detector, Vapour Recovery, Gas Conditioning Module, Level 1 | Flame detector | DS001.01
553-IR-3029 | Flame IR Detector, Vapour Recovery, Gas Conditioning Module, Level 1 | Flame detector | DS001.01
553-IR-3030 | Flame IR Detector, Vapour Recovery, Gas Conditioning Module, Level 1 | Flame detector | DS001.01
553-IR-3031 | Flame IR Detector, Vapour Recovery, Gas Conditioning Module, Level 1 | Flame detector | DS001.01
553-IR-3032 | Flame IR Detector, Vapour Recovery, Gas Conditioning Module, Level 1 | Flame detector | DS001.01
553-IR-3033 | Flame IR Detector, Vapour Recovery, Gas Conditioning Module, Level 1 | Flame detector | DS001.01
553-IR-3150 | Flame IR Detector, Emergency Generator, Main Deck, Fire Zone 11 | Flame detector | DS001.01
553-IR-3151 | Flame IR Detector, Emergency Generator, Main Deck, Fire Zone 11 | Flame detector | DS001.01
553-IR-3250 | Flame IR Detector, Paint Store, Natural Air Intake, Main Deck, Fire Zone 11 | Flame detector | DS001.01
553-IR-3251 | Flame IR Detector, Paint Store, Main Deck, Fire Zone 11 | Flame detector | DS001.01
553-IR-3252 | Flame IR Detector, Main Deck, Fire Zone 11 | Flame detector | DS001.01
553-SO-4500 | Smoke Detector, MGO Utility Pump, AFT Machinery Space Deck 4, Fire Zone 14 | Smoke Comustion Detecor | DS001.01
553-SO-4501 | Smoke Detector, MGO topsides service Pump No2, AFT Machinery Space, FZ 14 | Smoke Comustion Detecor | DS001.01
553-SO-4502 | Smoke Detector, Purifier Room, AFT Machinery Space Deck 4, Fire Zone 14 | Smoke Comustion Detecor | DS001.01
553-SO-4503 | Smoke Detector, Starting Compressor No2, AFT Machinery Space Deck 4, FZ 14 | Smoke Comustion Detecor | DS001.01
553-SO-4600 | Smoke Detector, Produced Water HPU Room, AFT Machinery Space Deck 5, FZ 14 | Smoke Comustion Detecor | DS001.01
553-SO-4601 | Smoke Detector, PW System HPU, AFT Machinery Space Deck 5, Fire Zone 14 | Smoke Comustion Detecor | DS001.01
553-SO-4755 | Smoke Detector, MGO Transfer Pump No2, AFT Machinery Space Tank Top, FZ 14 | Smoke Comustion Detecor | DS001.01
553-SO-6520 | Smoke Detector, Local Equipment Room Module, Level 1 | Smoke Comustion Detecor | DS001.01
553-SO-6521 | Smoke Detector, Local Equipment Room Module, Level 1 | Smoke Comustion Detecor | DS001.01
553-SO-6522 | Smoke Detector, Local Equipment Room Module, Level 1 | Smoke Comustion Detecor | DS001.01
553-SO-6523 | Smoke Detector, Local Equipment Room Module, Level 1 | Smoke Comustion Detecor | DS001.01
553-SO-6524 | Smoke Detector, Local Equipment Room Module, Level 1 | Smoke Comustion Detecor | DS001.01
553-SO-6525 | Smoke Detector, Local Equipment Room Module, Level 1 | Smoke Comustion Detecor | DS001.01
553-SO-6526 | Smoke Detector, Local Equipment Room Module, Level 1 | Smoke Comustion Detecor | DS001.01
553-SO-6527 | Smoke Detector, Local Equipment Room Module, Level 1 | Smoke Comustion Detecor | DS001.01
553-SO-6528 | Smoke Detector, Local Equipment Room Module, Level 1 | Smoke Comustion Detecor | DS001.01
553-SO-6529 | Smoke Detector, Local Equipment Room Module, Level 1 | Smoke Comustion Detecor | DS001.01
553-SO-6530 | Smoke Detector, Local Equipment Room Module, Level 1 | Smoke Comustion Detecor | DS001.01
553-SO-6531 | Smoke Detector, Local Equipment Room Module, Level 1 | Smoke Comustion Detecor | DS001.01
553-SO-6532 | Smoke Detector, Local Equipment Room Module, Level 1 | Smoke Comustion Detecor | DS001.01
553-SO-6533 | Smoke Detector, Local Equipment Room Module, Level 1 | Smoke Comustion Detecor | DS001.01
553-SO-6534 | Smoke Detector, Local Equipment Room Module, Level 1 | Smoke Comustion Detecor | DS001.01
555-SO-2520 | Smoke Detector, False Ceiling, Radio Room, A Deck, Fire Zone 11 | Smoke Comustion Detecor | DS001.01
555-SO-2522 | Smoke Detector, CCR, A Deck, Fire Zone 11 | Smoke Comustion Detecor | DS001.01
555-SO-2523 | Smoke Detector, A Deck, Fire Zone 11 | Smoke Comustion Detecor | DS001.01
555-SO-2524 | Smoke Detector, CCR, A Deck, Fire Zone 11 | Smoke Comustion Detecor | DS001.01
555-SO-2526 | Smoke Detector, False Ceiling, CCR, A Deck, Fire Zone 11 | Smoke Comustion Detecor | DS001.01
555-SO-2527 | Smoke Detector, Permit Office, CCR, A Deck, Fire Zone 11 | Smoke Comustion Detecor | DS001.01
555-SO-2528 | Smoke Detector, Emergency Generator Room, A Deck, Fire Zone 11 | Smoke Comustion Detecor | DS001.01
555-SO-3100 | Smoke Detector, ERB No1, Main Deck, Fire Zone 11 | Smoke Comustion Detecor | DS001.01
555-SO-3101 | Smoke Detector, Safety Equipment Locker, Main Deck, Fire Zone 11 | Smoke Comustion Detecor | DS001.01
555-SO-3102 | Smoke Detector, Daily store, Main Deck, Fire Zone 11 | Smoke Comustion Detecor | DS001.01
555-SO-3103 | Smoke Detector, Stairway to Machinery Space, Main Deck, Fire Zone 11 | Smoke Comustion Detecor | DS001.01
555-SO-3104 | Smoke Detector, Store Keepers Office, Main Deck, Fire Zone 11 | Smoke Comustion Detecor | DS001.01
555-SO-3105 | Smoke Detector, Main Deck, Fire Zone 11 | Smoke Comustion Detecor | DS001.01
555-SO-3106 | Smoke Detector, Stairway, Main Deck, Fire Zone 11 | Smoke Comustion Detecor | DS001.01
555-SO-3107 | Smoke Detector, Stairway, Main Deck, Fire Zone 11 | Smoke Comustion Detecor | DS001.01
555-SO-3108 | Smoke Detector, E&I Trunk, Main Deck, Fire Zone 11 | Smoke Comustion Detecor | DS001.01
555-SO-3109 | Smoke Detector, E&I Trunk, Main Deck, Fire Zone 11 | Smoke Comustion Detecor | DS001.01
555-SO-3110 | Smoke Detector, Janitor, Main Deck, Fire Zone 11 | Smoke Comustion Detecor | DS001.01
555-SO-3111 | Smoke Detector, Bosun Store / rIGGing loft, Main Deck, Fire Zone 11 | Smoke Comustion Detecor | DS001.01
555-SO-3112 | Smoke Detector, False Ceiling, Male Changing Room, Main Deck, Fire Zone 11 | Smoke Comustion Detecor | DS001.01
555-SO-3113 | Smoke Detector, Male Changing Room, Main Deck, Fire Zone 11 | Smoke Comustion Detecor | DS001.01
555-SO-3114 | Smoke Detector, Main Deck, Fire Zone 11 | Smoke Comustion Detecor | DS001.01
555-SO-3115 | Smoke Detector, Male Changing Room, Main Deck, Fire Zone 11 | Smoke Comustion Detecor | DS001.01
773-FO-0005 | Orifice, Outlet, Blowdown Valve, 773-BDV-0004 | Flow Orifice | PC005.01.03
128-PST-2130 | Pressure Transmitter, Safety Shutdown, Inlet, Topsides Ethanol/MEG Pump Package | Transmitter, Pressure | SD002.03.01
128-PST-2530 | Pressure Transmitter, Safety Shutdown, Inlet, Production Demulsifier Pump Pkge | Transmitter, Pressure | SD002.03.01
128-PST-2543 | Pressure Transmitter, Safety Shutdown, Demulsifier Vessel, LP Flare To Header | Transmitter, Pressure | SD002.03.01
128-PST-2572 | Pressure Transmitter, Safety S/dn, Subsea Demulsifier Inlet, Chem Routing Pnl | Transmitter, Pressure | SD002.03.01
128-SDV-0452 | Shutdown Valve, 1", Discharge, TS H2S Scavenger Pumps | Valve, Shutdown | SD001.01
128-SDV-0477 | Shutdown Valve, 1.5", Outlet, Production H2S Scavenger Vessel | Valve, Shutdown | SD001.01
128-SDV-0478 | Shutdown Valve, 2", N2 Inlet, Production H2S Scavenger Vessel | Valve, Shutdown | SD001.01
553-GIR-7156 | Gas Detector, PI Manifold, Riser and Manifold 4 Module, Level 2 | Hydrocarbon Gas Detector | DS001.02
553-GIR-7159 | Gas Detector, PI Manifold, Riser and Manifold 4 Module, Level 2 | Hydrocarbon Gas Detector | DS001.02
553-GIR-7160 | Gas Detector, PI Manifold, Riser and Manifold 4 Module, Level 2 | Hydrocarbon Gas Detector | DS001.02
553-GIR-7161 | Gas Detector, PI Manifold, Riser and Manifold 4 Module, Level 2 | Hydrocarbon Gas Detector | DS001.02
553-GIR-7162 | Gas Detector, PI Manifold, Riser and Manifold 4 Module, Level 3 | Hydrocarbon Gas Detector | DS001.02
553-GIR-7164 | Gas Detector, PI Manifold, Riser and Manifold 4 Module, Level 3 | Hydrocarbon Gas Detector | DS001.02
553-GIR-7165 | Gas Detector, PI Manifold, Riser and Manifold 4 Module, Level 3 | Hydrocarbon Gas Detector | DS001.02
553-GIR-7166 | Gas Detector, PI Manifold, Riser and Manifold 4 Module, Level 3 | Hydrocarbon Gas Detector | DS001.02
553-GIR-7167 | Gas Detector, PI Manifold, Riser and Manifold 4 Module, Level 3 | Hydrocarbon Gas Detector | DS001.02
553-GIR-7168 | Gas Detector, PI Manifold, Riser and Manifold 4 Module, Level 3 | Hydrocarbon Gas Detector | DS001.02
553-GIR-7169 | Gas Detector, PI Manifold, Riser and Manifold 4 Module, Level 1 | Hydrocarbon Gas Detector | DS001.02
553-GIR-7170 | Gas Detector, PI Manifold, Riser and Manifold 4 Module, Level 1 | Hydrocarbon Gas Detector | DS001.02
553-GIR-7173 | Gas Detector, PI Manifold, Riser and Manifold 4 Module, Level 3 | Hydrocarbon Gas Detector | DS001.02
553-GIR-7252 | Gas Detector, PI Manifold, Riser and Manifold 3 Module, Level 1 | Hydrocarbon Gas Detector | DS001.02
553-GIR-7253 | Gas Detector, PI Manifold, Riser and Manifold 3 Module, Level 1 | Hydrocarbon Gas Detector | DS001.02
553-GIR-7254 | Gas Detector, PI Manifold, Riser and Manifold 3 Module, Level 1 | Hydrocarbon Gas Detector | DS001.02
553-GIR-7256 | Gas Detector, PI Manifold, Riser and Manifold 3 Module, Level 1 | Hydrocarbon Gas Detector | DS001.02
553-GIR-7257 | Gas Detector, PI Manifold, Riser and Manifold 3 Module, Level 1 | Hydrocarbon Gas Detector | DS001.02
553-GIR-7258 | Gas Detector, PI Manifold, Riser and Manifold 3 Module, Level 1 | Hydrocarbon Gas Detector | DS001.02
553-GIR-7261 | Gas Detector, PI Manifold, Riser and Manifold 3 Module, Level 1 | Hydrocarbon Gas Detector | DS001.02
553-GIR-7264 | Gas Detector, PI Manifold, Riser and Manifold 3 Module, Level 2 | Hydrocarbon Gas Detector | DS001.02
553-GIR-7270 | Gas Detector, PI Manifold, Riser and Manifold 3 Module, Level 3 | Hydrocarbon Gas Detector | DS001.02
553-MAC-3301 | Manual Alarm Callpoint, Module TS001, Pancake Level, FZ 06 | Call point, Alarm | ER003.01
553-MAC-3302 | Manual Alarm Callpoint, HP Separator, HP Separation Module, Pancake Level, FZ 06 | Call point, Alarm | ER003.01
553-MAC-3305 | Manual Alarm Callpoint, HP Separator, HP Separation Module, Level 1, FZ 06 | Call point, Alarm | ER003.01
553-MAC-3306 | Manual Alarm Callpoint, HP Separator, HP Separation Module, Level 1, FZ 06 | Call point, Alarm | ER003.01
553-MAC-3307 | Manual Alarm Callpoint, HP Separator, HP Separation Module, Level 2, FZ 06 | Call point, Alarm | ER003.01
553-MAC-3308 | Manual Alarm Callpoint, HP Separator, HP Separation Module, Level 3, FZ 06 | Call point, Alarm | ER003.01
553-MAC-3309 | Manual Alarm Callpoint, HP Separator, HP Separation Module, Level 4, FZ 06 | Call point, Alarm | ER003.01
553-MAC-3402 | Manual Alarm Callpoint, Chemical Injection Module, FZ 06 | Call point, Alarm | ER003.01
553-MAC-3447 | Manual Alarm Callpoint, Chemical Injection Module, Level 2, FZ 06 | Call point, Alarm | ER003.01
553-MAC-3448 | Manual Alarm Callpoint, Chemical Injection Module, Level 1, FZ 06 | Call point, Alarm | ER003.01
553-MAC-3500 | Manual Alarm Callpoint, Water Injection and Utilities Module, Level 2, FZ 07 | Call point, Alarm | ER003.01
553-MAC-3501 | Manual Alarm Callpoint, Water Injection and Utilities Module, Level 4, FZ 07 | Call point, Alarm | ER003.01
553-MAC-3502 | Manual Alarm Callpoint, Water Injection and Utilities Module, Level 1, FZ 07 | Call point, Alarm | ER003.01
553-MAC-3503 | Manual Alarm Callpoint, Water Injection and Utilities Module, Level 3, FZ 07 | Call point, Alarm | ER003.01
553-MAC-3603 | Manual Alarm Callpoint, SB, Laydown Area Module, FZ 07 | Call point, Alarm | ER003.01
553-MAC-3604 | Manual Alarm Callpoint, Pwr Gen 2, Power Generation 2 Module, Level 1, FZ 08 | Call point, Alarm | ER003.01
553-MAC-3609 | Manual Alarm Callpoint, SB, Laydown Area Module, Level 1, FZ 07 | Call point, Alarm | ER003.01
553-MAC-3700 | Manual Alarm Callpoint, CO2 Compressor, CO2 Compression Module, Pancake Level, FZ 02 | Call point, Alarm | ER003.01
553-MAC-3701 | Manual Alarm Callpoint, CO2 Compressor, CO2 Compression Module, Pancake Level, FZ 02 | Call point, Alarm | ER003.01
553-MAC-3702 | Manual Alarm Callpoint, CO2 Compressor, CO2 Compression Module, Level 1, FZ 02 | Call point, Alarm | ER003.01
553-MAC-3703 | Manual Alarm Callpoint, CO2 Compressor, CO2 Compression Module, Level 2, FZ 02 | Call point, Alarm | ER003.01
775-BDV-6035 | Blowdown Valve, Injection Gas From IGC Discharge Coolers | Valve, Blowdown | PC005.01.03
775-BDV-6037 | Blowdown Valve, Injection Gas From IGC Discharge Coolers | Valve, Blowdown | PC005.01.03
553-IR-3253 | Flame IR Detector, Air Vent Supply, Main Deck, Fire Zone 11 | Flame detector | DS001.01
553-IR-3311 | Flame IR Detector, HP Separator, HP Separation Module, Pancake Level | Flame detector | DS001.01
553-IR-3312 | Flame IR Detector, HP Separator, HP Separation Module, Pancake Level | Flame detector | DS001.01
553-IR-3313 | Flame IR Detector, HP Separator, HP Separation Module, Pancake Level | Flame detector | DS001.01
553-IR-3314 | Flame IR Detector, HP Separator, HP Separation Module, Pancake Level | Flame detector | DS001.01
553-IR-3315 | Flame IR Detector, HP Separator, HP Separation Module, Pancake Level | Flame detector | DS001.01
553-IR-3316 | Flame IR Detector, HP Separator, HP Separation Module, Pancake Level | Flame detector | DS001.01
553-IR-3317 | Flame IR Detector, HP Separator, HP Separation Module, Pancake Level | Flame detector | DS001.01
553-IR-3318 | Flame IR Detector, HP Separator, HP Separation Module, Level 1 | Flame detector | DS001.01
553-IR-3319 | Flame IR Detector, HP Separator, HP Separation Module, Level 1 | Flame detector | DS001.01
553-IR-3320 | Flame IR Detector, HP Separator, HP Separation Module, Level 1 | Flame detector | DS001.01
553-IR-3321 | Flame IR Detector, HP Separator, HP Separation Module, Level 1 | Flame detector | DS001.01
553-IR-3322 | Flame IR Detector, HP Separator, HP Separation Module, Level 2 | Flame detector | DS001.01
553-IR-3323 | Flame IR Detector, HP Separator, HP Separation Module, Level 2 | Flame detector | DS001.01
553-IR-3324 | Flame IR Detector, HP Separator, HP Separation Module, Level 2 | Flame detector | DS001.01
553-IR-3325 | Flame IR Detector, HP Separator, HP Separation Module, Level 2 | Flame detector | DS001.01
553-IR-3326 | Flame IR Detector, HP Separator, HP Separation Module, Level 2 | Flame detector | DS001.01
553-IR-3327 | Flame IR Detector, HP Separator, HP Separation Module, Level 2 | Flame detector | DS001.01
553-IR-3328 | Flame IR Detector, HP Separator, HP Separation Module, Level 2 | Flame detector | DS001.01
553-IR-3329 | Flame IR Detector, HP Separator, HP Separation Module, Pancake Level | Flame detector | DS001.01
553-IR-3330 | Flame IR Detector, HP Separator, HP Separation Module, Level 2 | Flame detector | DS001.01
553-SO-6535 | Smoke Detector, Local Equipment Room Module, Level 1 | Smoke Comustion Detecor | DS001.01
553-SO-6536 | Smoke Detector, Local Equipment Room Module, Level 2 | Smoke Comustion Detecor | DS001.01
553-SO-6537 | Smoke Detector, Local Equipment Room Module, Level 2 | Smoke Comustion Detecor | DS001.01
553-SO-6538 | Smoke Detector, Local Equipment Room Module, Level 2 | Smoke Comustion Detecor | DS001.01
553-SO-6539 | Smoke Detector, Local Equipment Room Module, Level 2 | Smoke Comustion Detecor | DS001.01
553-SO-6540 | Smoke Detector, Local Equipment Room Module, Level 2 | Smoke Comustion Detecor | DS001.01
553-SO-6541 | Smoke Detector, Local Equipment Room Module, Level 2 | Smoke Comustion Detecor | DS001.01
553-SO-6542 | Smoke Detector, Local Equipment Room Module, Level 2 | Smoke Comustion Detecor | DS001.01
553-SO-6543 | Smoke Detector, Local Equipment Room Module, Level 2 | Smoke Comustion Detecor | DS001.01
553-SO-6544 | Smoke Detector, Local Equipment Room Module, Level 2 | Smoke Comustion Detecor | DS001.01
553-SO-6545 | Smoke Detector, Local Equipment Room Module, Level 2 | Smoke Comustion Detecor | DS001.01
553-SO-6546 | Smoke Detector, Local Equipment Room Module, Level 2 | Smoke Comustion Detecor | DS001.01
553-SO-6547 | Smoke Detector, Local Equipment Room Module, Level 2 | Smoke Comustion Detecor | DS001.01
553-SO-6548 | Smoke Detector, Local Equipment Room Module, Level 2 | Smoke Comustion Detecor | DS001.01
553-SO-6549 | Smoke Detector, Local Equipment Room Module, Level 2 | Smoke Comustion Detecor | DS001.01
553-SO-6550 | Smoke Detector, Local Equipment Room Module, Level 2 | Smoke Comustion Detecor | DS001.01
553-SO-6551 | Smoke Detector, Local Equipment Room Module, Level 2 | Smoke Comustion Detecor | DS001.01
553-SO-6552 | Smoke Detector, Local Equipment Room Module, Level 2 | Smoke Comustion Detecor | DS001.01
553-SO-6553 | Smoke Detector, Local Equipment Room Module, Level 2 | Smoke Comustion Detecor | DS001.01
553-SO-6554 | Smoke Detector, Local Equipment Room Module, Level 2 | Smoke Comustion Detecor | DS001.01
553-SO-6555 | Smoke Detector, Local Equipment Room Module, Level 2 | Smoke Comustion Detecor | DS001.01
553-SO-6556 | Smoke Detector, Local Equipment Room Module, Level 2 | Smoke Comustion Detecor | DS001.01
553-SO-6557 | Smoke Detector, Local Equipment Room Module, Level 2 | Smoke Comustion Detecor | DS001.01
555-SO-3116 | Smoke Detector, Main Deck, Fire Zone 11 | Smoke Comustion Detecor | DS001.01
555-SO-3117 | Smoke Detector, Female Changing Room, Main Deck, Fire Zone 11 | Smoke Comustion Detecor | DS001.01
555-SO-3118 | Smoke Detector, CER, Main Deck, Fire Zone 11 | Smoke Comustion Detecor | DS001.01
555-SO-3119 | Smoke Detector, False Floor, CER, Main Deck, Fire Zone 11 | Smoke Comustion Detecor | DS001.01
555-SO-3120 | Smoke Detector, AER, Main Deck, Fire Zone 11 | Smoke Comustion Detecor | DS001.01
555-SO-3121 | Smoke Detector, False Floor, AER, Main Deck, Fire Zone 11 | Smoke Comustion Detecor | DS001.01
555-SO-3122 | Smoke Detector, Main Deck, Fire Zone 11 | Smoke Comustion Detecor | DS001.01
555-SO-3123 | Smoke Detector, AER, Main Deck, Fire Zone 11 | Smoke Comustion Detecor | DS001.01
555-SO-3124 | Smoke Detector, Main Deck, Fire Zone 11 | Smoke Comustion Detecor | DS001.01
555-SO-4200 | Smoke Detector, AFT Machinery Space Deck 1, Fire Zone 14 | Smoke Comustion Detecor | DS001.01
555-SO-4201 | Smoke Detector, E&I workshop, AFT Machinery Space Deck 1, Fire Zone 14 | Smoke Comustion Detecor | DS001.01
555-SO-4202 | Smoke Detector, Stairway, AFT Machinery Space Deck 1, Fire Zone 14 | Smoke Comustion Detecor | DS001.01
555-SO-4204 | Smoke Detector, AFT Machinery Space Deck 1, Fire Zone 14 | Smoke Comustion Detecor | DS001.01
555-SO-4205 | Smoke Detector, AFT Gaseous Fire Extinguishing System RoomDeck 1, FZ 14 | Smoke Comustion Detecor | DS001.01
555-SO-4206 | Smoke Detector, AFT Gaseous Fire Extinguishing System RoomDeck 1, FZ 14 | Smoke Comustion Detecor | DS001.01
555-SO-4207 | Smoke Detector, AFT Gaseous Fire Extinguishing System RoomDeck 1, FZ 14 | Smoke Comustion Detecor | DS001.01
555-SO-4208 | Smoke Detector, AFT Gaseous Fire Extinguishing System RoomDeck 1, FZ 14 | Smoke Comustion Detecor | DS001.01
555-SO-4209 | Smoke Detector, Vent Trunk (to Cargo HP Power Supply Room)Deck 1, FZ 14 | Smoke Comustion Detecor | DS001.01
555-SO-4210 | Smoke Detector, Foam Room, AFT Machinery Space Deck 1, Fire Zone 14 | Smoke Comustion Detecor | DS001.01
555-SO-4211 | Smoke Detector, AFT Machinery Space Deck 1, Fire Zone 14 | Smoke Comustion Detecor | DS001.01
555-SO-4212 | Smoke Detector, Foam Package, AFT Machinery Space Deck 1, Fire Zone 14 | Smoke Comustion Detecor | DS001.01
555-SO-4213 | Smoke Detector, Pump Hypochlorination Unit, AFT Machinery Space Deck 1, FZ 14 | Smoke Comustion Detecor | DS001.01
555-SO-4214 | Smoke Detector, Electr Trunk/Recess 2, AFT Machinery Space Deck 1, Fire Zone 14 | Smoke Comustion Detecor | DS001.01
128-SDV-2015 | Shutdown Valve, 3", Ethanol Distribution Header | Valve, Shutdown | SD001.01
128-SDV-2028 | Shutdown Valve, 2", Nitrogen Inlet, Subsea Asphaltene Inhibitor Vessel | Valve, Shutdown | SD001.01
128-SDV-2131 | Shutdown Valve, 0.5", Discharge, TS Ethanol/MEG Pumps | Valve, Shutdown | SD001.01
128-SDV-2531 | Shutdown Valve, 0.5", Discharge TS Demulsifier Pumps, Head 1 | Valve, Shutdown | SD001.01
128-SDV-2532 | Shutdown Valve, 0.5", Discharge TS Demulsifier Pumps, Head 2 | Valve, Shutdown | SD001.01
128-SDV-2547 | Shutdown Valve, 1", Outlet, Demulsifier Vessel | Valve, Shutdown | SD001.01
128-SDV-2548 | Shutdown Valve, 2", Nitrogen Inlet, Demulsifier Vessel | Valve, Shutdown | SD001.01
128-SDV-2571 | Shutdown Valve, 2", Subsea Demulsifier, Inlet, 128-PKCI-0814/0815 | Valve, Shutdown | SD001.01
128-SDV-2871 | Shutdown Valve, 1", Subsea Foam Inhibitor, Inlet, 128-PKCI-0814/0815 | Valve, Shutdown | SD001.01
553-GIR-7271 | Gas Detector, PI Manifold, Riser and Manifold 3 Module, Level 3 | Hydrocarbon Gas Detector | DS001.02
553-GIR-7273 | Gas Detector, PI Manifold, Riser and Manifold 3 Module, Level 3 | Hydrocarbon Gas Detector | DS001.02
553-GIR-7313 | Gas Detector, Water Injection and Utilities Module, Level 3 | Hydrocarbon Gas Detector | DS001.02
553-GIR-7314 | Gas Detector, Water Injection and Utilities Module, Level 3 | Hydrocarbon Gas Detector | DS001.02
553-GIR-7316 | Gas Detector, Water Injection and Utilities Module, Level 3 | Hydrocarbon Gas Detector | DS001.02
553-GIR-7351 | Gas Detector, PI Manifold, Riser and Manifold 2 Module, Level 1 | Hydrocarbon Gas Detector | DS001.02
553-GIR-7352 | Gas Detector, PI Manifold, Riser and Manifold 2 Module, Level 1 | Hydrocarbon Gas Detector | DS001.02
553-GIR-7353 | Gas Detector, PI Manifold, Riser and Manifold 2 Module, Level 1 | Hydrocarbon Gas Detector | DS001.02
553-GIR-7354 | Gas Detector, PI Manifold, Riser and Manifold 2 Module, Level 1 | Hydrocarbon Gas Detector | DS001.02
553-GIR-7355 | Gas Detector, PI Manifold, Riser and Manifold 2 Module, Level 1 | Hydrocarbon Gas Detector | DS001.02
553-GIR-7356 | Gas Detector, PI Manifold, Riser and Manifold 2 Module, Level 2 | Hydrocarbon Gas Detector | DS001.02
553-GIR-7358 | Gas Detector, PI Manifold, Riser and Manifold 2 Module, Level 3 | Hydrocarbon Gas Detector | DS001.02
553-GIR-7360 | Gas Detector, PI Manifold, Riser and Manifold 2 Module, Level 2 | Hydrocarbon Gas Detector | DS001.02
553-GIR-7362 | Gas Detector, PI Manifold, Riser and Manifold 2 Module, Level 3 | Hydrocarbon Gas Detector | DS001.02
553-GIR-7363 | Gas Detector, PI Manifold, Riser and Manifold 2 Module, Level 3 | Hydrocarbon Gas Detector | DS001.02
553-GIR-7365 | Gas Detector, PI Manifold, Riser and Manifold 2 Module, Level 3 | Hydrocarbon Gas Detector | DS001.02
553-GIR-7366 | Gas Detector, PI Manifold, Riser and Manifold 2 Module, Level 3 | Hydrocarbon Gas Detector | DS001.02
553-GIR-7367 | Gas Detector, PI Manifold, Riser and Manifold 2 Module, Level 3 | Hydrocarbon Gas Detector | DS001.02
553-GIR-7368 | Gas Detector, PI Manifold, Riser and Manifold 2 Module, Level 3 | Hydrocarbon Gas Detector | DS001.02
553-GIR-7414 | Gas Detector, Water Injection and Utilities Module, Level 3 | Hydrocarbon Gas Detector | DS001.02
553-GIR-7415 | Gas Detector, Water Injection and Utilities Module, Level 3 | Hydrocarbon Gas Detector | DS001.02
553-GIR-7451 | Gas Detector, PI Manifold, Riser and Manifold 1 Module, Level 3 | Hydrocarbon Gas Detector | DS001.02
553-MAC-3800 | Manual Alarm Callpoint, LPGC 2, MGC A/B & Inj Compression Module, Pancake Level, FZ 03 | Call point, Alarm | ER003.01
553-MAC-3801 | Manual Alarm Callpoint, LPGC 2, MGC A/B & Inj Compression Module, Pancake Level, FZ 03 | Call point, Alarm | ER003.01
553-MAC-3802 | Manual Alarm Callpoint, LPGC 2, MGC A/B & Inj Compression Module, Level 2, FZ 03 | Call point, Alarm | ER003.01
553-MAC-3804 | Manual Alarm Callpoint, LPGC 2, MGC A/B & Inj Compression Module, Level 2, FZ 03 | Call point, Alarm | ER003.01
553-MAC-3805 | Manual Alarm Callpoint, LPGC 2, MGC A/B & Inj Compression Module, Level 3, FZ 03 | Call point, Alarm | ER003.01
553-MAC-6100 | Manual Alarm Callpoint, Module TS061, Pancake Level | Call point, Alarm | ER003.01
553-MAC-6101 | Manual Alarm Callpoint, Module TS061, Pancake Level | Call point, Alarm | ER003.01
553-MAC-6102 | Manual Alarm Callpoint, Module TS061, First Level | Call point, Alarm | ER003.01
553-MAC-6205 | Manual Alarm Callpoint, Pwr Gen 2, Power Generation 2 Module, Pancake Level, FZ 08 | Call point, Alarm | ER003.01
553-MAC-6300 | Manual Alarm Callpoint, Module TS062, Pancake Level | Call point, Alarm | ER003.01
553-MAC-6301 | Manual Alarm Callpoint, Module TS062, Pancake Level | Call point, Alarm | ER003.01
553-MAC-6406 | Manual Alarm Callpoint, Pwr Gen 1, Power Generation 1 Module, Pancake Level, FZ 09 | Call point, Alarm | ER003.01
553-MAC-6501 | Manual Alarm Callpoint, Local Equipment Room Module, Level 1, FZ 10 | Call point, Alarm | ER003.01
553-MAC-6502 | Manual Alarm Callpoint, Local Equipment Room Module, Level 1, FZ 10 | Call point, Alarm | ER003.01
553-MAC-6506 | Manual Alarm Callpoint, Local Equipment Room Module, Level 2, FZ 10 | Call point, Alarm | ER003.01
553-MAC-6507 | Manual Alarm Callpoint, Local Equipment Room Module, Level 3, FZ 10 | Call point, Alarm | ER003.01
553-MAC-6508 | Manual Alarm Callpoint, Local Equipment Room Module, Level 3, FZ 10 | Call point, Alarm | ER003.01
553-MAC-6509 | Manual Alarm Callpoint, Local Equipment Room Module, Level 3, FZ 10 | Call point, Alarm | ER003.01
553-MAC-6581 | Manual Alarm Callpoint, Metering Package 664-PKFI-7100, FZ 10 | Call point, Alarm | ER003.01
553-MAC-6601 | Manual Alarm Callpoint, Local Equipment Room Module, Level 1, FZ 10 | Call point, Alarm | ER003.01
553-MAC-6603 | Manual Alarm Callpoint, Local Equipment Room Module, Level 2, FZ 10 | Call point, Alarm | ER003.01
553-MAC-6604 | Manual Alarm Callpoint, Local Equipment Room Module, Level 2, FZ 10 | Call point, Alarm | ER003.01
775-PST-6004 | Pressure Transmitter, Safety Shutdown, Injection Gas Manifold | Transmitter, Pressure | SD002.03.01
775-PST-6905 | Pressure Transmitter, Safety Shutdown, Riser Depress Hdr To Prod/Test Manifold | Transmitter, Pressure | SD002.03.01
127-AT-7152 | Oxygen Monitor Analyser, Alarm, IG Generator A | Analyzers (obsolete) | IC004.01.06
127-AT-7153 | Oxygen Monitor Analyser, Shutdown, IG Generator A | Analyzers (obsolete) | IC004.01.06
127-AT-7352 | Oxygen Monitor Analyser, Alarm, IG Generator B | Analyzers (obsolete) | IC004.01.06
127-AT-7353 | Oxygen Monitor Analyser, Shutdown, IG Generator B | Analyzers (obsolete) | IC004.01.06
553-IR-3331 | Flame IR Detector, HP Separator, HP Separation Module, Pancake Level | Flame detector | DS001.01
553-IR-3332 | Flame IR Detector, HP Separator, HP Separation Module, Pancake Level | Flame detector | DS001.01
553-IR-3333 | Flame IR Detector, HP Separator, HP Separation Module, Pancake Level | Flame detector | DS001.01
553-IR-3334 | Flame IR Detector, HP Separator, HP Separation Module, Pancake Level | Flame detector | DS001.01
553-IR-3335 | Flame IR Detector, HP Separator, HP Separation Module, Pancake Level | Flame detector | DS001.01
553-IR-3336 | Flame IR Detector, HP Separator, HP Separation Module, Pancake Level | Flame detector | DS001.01
553-IR-3337 | Flame IR Detector, HP Separator, HP Separation Module, Pancake Level | Flame detector | DS001.01
553-IR-3338 | Flame IR Detector, HP Separator, HP Separation Module, Level 1 | Flame detector | DS001.01
553-IR-3339 | Flame IR Detector, HP Separator, HP Separation Module, Level 2 | Flame detector | DS001.01
553-IR-3340 | Flame IR Detector, HP Separator, HP Separation Module, Level 2 | Flame detector | DS001.01
553-IR-3341 | Flame IR Detector, HP Separator, HP Separation Module, Level 2 | Flame detector | DS001.01
553-IR-3400 | Flame IR Detector, Chemical Injection Module | Flame detector | DS001.01
553-IR-3401 | Flame IR Detector, Chemical Injection Module | Flame detector | DS001.01
553-IR-3403 | Flame IR Detector, Chemical Injection Module | Flame detector | DS001.01
553-IR-3404 | Flame IR Detector, Chemical Injection Module | Flame detector | DS001.01
553-IR-3409 | Flame IR Detector, Chemical Injection Module | Flame detector | DS001.01
553-IR-3411 | Flame IR Detector, Chemical Injection Module, Level 1 | Flame detector | DS001.01
553-IR-3412 | Flame IR Detector, Chemical Injection Module, Level 1 | Flame detector | DS001.01
553-IR-3413 | Flame IR Detector, Chemical Injection Module, Level 1 | Flame detector | DS001.01
553-IR-3416 | Flame IR Detector, Chemical Injection Module, Level 1 | Flame detector | DS001.01
553-IR-3417 | Flame IR Detector, Chemical Injection Module, Level 1 | Flame detector | DS001.01
553-IR-3418 | Flame IR Detector, Chemical Injection Module, Level 1 | Flame detector | DS001.01
553-SO-6558 | Smoke Detector, Local Equipment Room Module, Level 3 | Smoke Comustion Detecor | DS001.01
553-SO-6559 | Smoke Detector, Local Equipment Room Module, Level 3 | Smoke Comustion Detecor | DS001.01
553-SO-6560 | Smoke Detector, Local Equipment Room Module, Level 3 | Smoke Comustion Detecor | DS001.01
553-SO-6561 | Smoke Detector, Local Equipment Room Module, Level 3 | Smoke Comustion Detecor | DS001.01
553-SO-6562 | Smoke Detector, Local Equipment Room Module, Level 3 | Smoke Comustion Detecor | DS001.01
553-SO-6563 | Smoke Detector, Local Equipment Room Module, Level 3 | Smoke Comustion Detecor | DS001.01
553-SO-6564 | Smoke Detector, Local Equipment Room Module, Level 3 | Smoke Comustion Detecor | DS001.01
553-SO-6565 | Smoke Detector, Local Equipment Room Module, Level 3 | Smoke Comustion Detecor | DS001.01
553-SO-6566 | Smoke Detector, Local Equipment Room Module, Level 3 | Smoke Comustion Detecor | DS001.01
553-SO-6567 | Smoke Detector, Local Equipment Room Module, Level 3 | Smoke Comustion Detecor | DS001.01
553-SO-6568 | Smoke Detector, Local Equipment Room Module, Level 3 | Smoke Comustion Detecor | DS001.01
553-SO-6620 | Smoke Detector, Local Equipment Room Module, Level 1 | Smoke Comustion Detecor | DS001.01
553-SO-6621 | Smoke Detector, Local Equipment Room Module, Level 1 | Smoke Comustion Detecor | DS001.01
553-SO-6622 | Smoke Detector, Local Equipment Room Module, Level 1 | Smoke Comustion Detecor | DS001.01
553-SO-6623 | Smoke Detector, Local Equipment Room Module, Level 1 | Smoke Comustion Detecor | DS001.01
553-SO-6624 | Smoke Detector, Local Equipment Room Module, Level 1 | Smoke Comustion Detecor | DS001.01
553-SO-6625 | Smoke Detector, Local Equipment Room Module, Level 1 | Smoke Comustion Detecor | DS001.01
553-SO-6626 | Smoke Detector, Local Equipment Room Module, Level 1 | Smoke Comustion Detecor | DS001.01
553-SO-6627 | Smoke Detector, Local Equipment Room Module, Level 1 | Smoke Comustion Detecor | DS001.01
553-SO-6628 | Smoke Detector, Local Equipment Room Module, Level 1 | Smoke Comustion Detecor | DS001.01
553-SO-6629 | Smoke Detector, Local Equipment Room Module, Level 1 | Smoke Comustion Detecor | DS001.01
553-SO-6630 | Smoke Detector, Local Equipment Room Module, Level 1 | Smoke Comustion Detecor | DS001.01
553-SO-6631 | Smoke Detector, Local Equipment Room Module, Level 1 | Smoke Comustion Detecor | DS001.01
555-SO-4215 | Smoke Detector, Vessel Transformer Room (LV), AFT Machinery Space Deck 1, FZ 14 | Smoke Comustion Detecor | DS001.01
555-SO-4216 | Smoke Detector, AFT Machinery Space Deck 1, Fire Zone 14 | Smoke Comustion Detecor | DS001.01
555-SO-4217 | Smoke Detector, AFT Machinery Space Deck 1, Fire Zone 14 | Smoke Comustion Detecor | DS001.01
555-SO-4218 | Smoke Detector, WB Tank 82, AFT Machinery Space Deck 1, Fire Zone 14 | Smoke Comustion Detecor | DS001.01
555-SO-4219 | Smoke Detector, Electrolycer, AFT Machinery Space Deck 1, Fire Zone 14 | Smoke Comustion Detecor | DS001.01
555-SO-4220 | Smoke Detector, Cold Room Condensing Unit A/B, AFT Machinery Space Deck 1, FZ 14 | Smoke Comustion Detecor | DS001.01
555-SO-4300 | Smoke Detector, Portable Platform, AFT Machinery Space Deck 2, Fire Zone 14 | Smoke Comustion Detecor | DS001.01
555-SO-4301 | Smoke Detector, AFT Machinery Space Deck 2, Fire Zone 14 | Smoke Comustion Detecor | DS001.01
555-SO-4302 | Smoke Detector, AFT Machinery Space Deck 2, Fire Zone 14 | Smoke Comustion Detecor | DS001.01
555-SO-4303 | Smoke Detector, Stairway, AFT Machinery Space Deck 2, Fire Zone 14 | Smoke Comustion Detecor | DS001.01
555-SO-4304 | Smoke Detector, AFT Machinery Space Deck 2, Fire Zone 14 | Smoke Comustion Detecor | DS001.01
555-SO-4305 | Smoke Detector, AFT Machinery Space Deck 2, Fire Zone 14 | Smoke Comustion Detecor | DS001.01
555-SO-4306 | Smoke Detector, AFT Machinery Space Deck 2, Fire Zone 14 | Smoke Comustion Detecor | DS001.01
555-SO-4307 | Smoke Detector, AFT Machinery Space Deck 2, Fire Zone 14 | Smoke Comustion Detecor | DS001.01
555-SO-4308 | Smoke Detector, Vessel Earthing Transformer No2, AFT Machinery Space, FZ 14 | Smoke Comustion Detecor | DS001.01
555-SO-4309 | Smoke Detector, EER/CCS, AFT Machinery Space Deck 2, Fire Zone 14 | Smoke Comustion Detecor | DS001.01
555-SO-4310 | Smoke Detector, Transformer Room (HV), AFT Machinery Space Deck 2, Fire Zone 14 | Smoke Comustion Detecor | DS001.01
555-SO-4311 | Smoke Detector, Vessel Transformer No1, AFT Machinery Space Deck 2, FZ 14 | Smoke Comustion Detecor | DS001.01
555-SO-4312 | Smoke Detector, AFT Machinery Space Deck 2, Fire Zone 14 | Smoke Comustion Detecor | DS001.01
555-SO-4313 | Smoke Detector, Electr Trunk Recess 2, AFT Machinery Space Deck 2, Fire Zone 14 | Smoke Comustion Detecor | DS001.01
555-SO-4314 | Smoke Detector, Vessel Equipment Room (HV), AFT Machinery Space Deck 2, FZ 14 | Smoke Comustion Detecor | DS001.01
555-SO-4315 | Smoke Detector, EER/CCS, AFT Machinery Space Deck 2, Fire Zone 14 | Smoke Comustion Detecor | DS001.01
775-FO-6006 | Orifice, Outlet, Blowdown Valve, 775-BDV-6005 | Flow Orifice | PC005.01.03
775-FO-6036 | Orifice, Outlet, Blowdown Valve, 775-BDV-6035 | Flow Orifice | PC005.01.03
775-FO-6038 | Orifice, Outlet, Blowdown Valve, 775-BDV-6037 | Flow Orifice | PC005.01.03
776-FO-1010 | Orifice, Blowdown Valve 776-BDV-1009 | Flow Orifice | PC005.01.03
776-LT-1003 | Level Transmitter, Shutdown, Safety, 776-VESE-0003, TS Pressurised Flare KO Drum | Transmitter, Level | SD002.03.03
128-SDV-3800 | Shutdown Valve, 2", Ethanol Distribution Header | Valve, Shutdown | SD001.01
331-PST-2829 | Pressure Transmitter, Shutdown, Foam Accumulator, 331-HYAT-5500 [NR13] | Transmitter, Pressure | SD002.03.01
331-PST-3051 | Pressure Transmitter, Shutdown, FW Ring Main, FZ05 PS | Transmitter, Pressure | PS008.01
331-PST-3052 | Pressure Transmitter, Shutdown, FW Ring Main FZ06 SB | Transmitter, Pressure | PS008.01
331-PST-3053 | Pressure Transmitter, Shutdown, Foam Concentrate, FZ05 PS | Transmitter, Pressure | SD002.03.01
331-PST-3054 | Pressure Transmitter, Shutdown, Foam Concentrate FZ06 SB | Transmitter, Pressure | SD002.03.01
553-GIR-0523 | Gas Detector, IR Point, Shutdown, CH4, FG Ventilation Fan Skid A | Hydrocarbon Gas Detector | DS001.02
553-GIR-0524 | Gas Detector, IR Point, Shutdown, CH4, Air Inlet, IG Generator Skid A | Hydrocarbon Gas Detector | DS001.02
553-GIR-0526 | Gas Detector, IR Point, Shutdown, CH4, FG Ventilation Fan Skid A | Hydrocarbon Gas Detector | DS001.02
553-GIR-0527 | Gas Detector, IR Point, Shutdown, CH4, Air Inlet, IG Generator Skid A | Hydrocarbon Gas Detector | DS001.02
553-GIR-0723 | Gas Detector, IR Point, Shutdown, CH4, FG Ventilation Fan Skid B | Hydrocarbon Gas Detector | DS001.02
553-GIR-0724 | Gas Detector, IR Point, Shutdown, CH4, Air Inlet, IG Generator Skid B | Hydrocarbon Gas Detector | DS001.02
553-GIR-0726 | Gas Detector, IR Point, Shutdown, CH4, FG Ventilation Fan Skid B | Hydrocarbon Gas Detector | DS001.02
553-GIR-0727 | Gas Detector, IR Point, Shutdown, CH4, Air Inlet, IG Generator Skid B | Hydrocarbon Gas Detector | DS001.02
553-GIR-0823 | Gas Detector, Water Injection and Utilities Module, Level 1 | Hydrocarbon Gas Detector | DS001.02
553-GIR-1010 | Gas Detector, Staircase Back-up Air Intake, Top Deck, Fire Zone 11 | Hydrocarbon Gas Detector | DS001.02
553-GIR-1011 | Gas Detector, Staircase Back-up Air Intake, Top Deck, Fire Zone 11 | Hydrocarbon Gas Detector | DS001.02
553-GIR-7452 | Gas Detector, PI Manifold, Riser and Manifold 1 Module, Level 1 | Hydrocarbon Gas Detector | DS001.02
553-GIR-7453 | Gas Detector, PI Manifold, Riser and Manifold 1 Module, Level 3 | Hydrocarbon Gas Detector | DS001.02
553-GIR-7455 | Gas Detector, PI Manifold, Riser and Manifold 1 Module, Level 1 | Hydrocarbon Gas Detector | DS001.02
553-GIR-7456 | Gas Detector, PI Manifold, Riser and Manifold 1 Module, Level 1 | Hydrocarbon Gas Detector | DS001.02
553-GIR-7457 | Gas Detector, CO2/SB, Fuel Gas Treatment Module, Pancake Level | Hydrocarbon Gas Detector | DS001.02
553-GIR-7458 | Gas Detector, PI Manifold, Riser and Manifold 1 Module, Level 2 | Hydrocarbon Gas Detector | DS001.02
553-GIR-7459 | Gas Detector, PI Manifold, Riser and Manifold 1 Module, Level 2 | Hydrocarbon Gas Detector | DS001.02
553-GIR-7461 | Gas Detector, PI Manifold, Riser and Manifold 1 Module, Level 3 | Hydrocarbon Gas Detector | DS001.02
553-GIR-7462 | Gas Detector, PI Manifold, Riser and Manifold 1 Module, Level 2 | Hydrocarbon Gas Detector | DS001.02
553-GIR-7463 | Gas Detector, PI Manifold, Riser and Manifold 1 Module, Level 3 | Hydrocarbon Gas Detector | DS001.02
553-GIR-7464 | Gas Detector, PI Manifold, Riser and Manifold 1 Module, Level 3 | Hydrocarbon Gas Detector | DS001.02
553-GIR-7465 | Gas Detector, PI Manifold, Riser and Manifold 1 Module, Level 3 | Hydrocarbon Gas Detector | DS001.02
553-GIR-7467 | Gas Detector, PI Manifold, Riser and Manifold 1 Module, Level 3 | Hydrocarbon Gas Detector | DS001.02
553-GIR-7468 | Gas Detector, PI Manifold, Riser and Manifold 1 Module, Level 3 | Hydrocarbon Gas Detector | DS001.02
553-GIR-7469 | Gas Detector, PI Manifold, Riser and Manifold 1 Module, Level 3 | Hydrocarbon Gas Detector | DS001.02
553-GIR-7472 | Gas Detector, PI Manifold, Riser and Manifold 1 Module, Level 3 | Hydrocarbon Gas Detector | DS001.02
553-GIR-7601 | Gas Detector, CO2/SB, Fuel Gas Treatment Module, Level 4 | Hydrocarbon Gas Detector | DS001.02
553-GIR-7602 | Gas Detector, CO2/SB, Fuel Gas Treatment Module, Level 4 | Hydrocarbon Gas Detector | DS001.02
553-GIR-7603 | Gas Detector, CO2/SB, Fuel Gas Treatment Module, Level 4 | Hydrocarbon Gas Detector | DS001.02
553-GIR-7604 | Gas Detector, CO2/SB, Fuel Gas Treatment Module, Level 4 | Hydrocarbon Gas Detector | DS001.02
553-GIR-8403 | Gas Detector, Flare KO Drum & Chemical Injection Module, Pancake Level | Hydrocarbon Gas Detector | DS001.02
553-GIR-8404 | Gas Detector, Flare KO Drum & Chemical Injection Module, Pancake Level | Hydrocarbon Gas Detector | DS001.02
553-MAC-6605 | Manual Alarm Callpoint, Local Equipment Room Module, Level 2, FZ 10 | Call point, Alarm | ER003.01
553-MAC-6608 | Manual Alarm Callpoint, Local Equipment Room Module, Level 3, FZ 10 | Call point, Alarm | ER003.01
553-MAC-6609 | Manual Alarm Callpoint, Local Equipment Room Module, Level 3, FZ 10 | Call point, Alarm | ER003.01
553-MAC-7041 | Manual Alarm Callpoint, Escape Route PS, FWD Machinery Main Deck, Fire Zone 16 | Call point, Alarm | ER003.01
553-MAC-7042 | Manual Alarm Callpoint, Escape Route SB, FWD Machinery Main Deck, Fire Zone 16 | Call point, Alarm | ER003.01
553-MAC-7043 | Manual Alarm Callpoint, FWD Machinery Main Deck, Fire Zone 16 | Call point, Alarm | ER003.01
553-MAC-7044 | Manual Alarm Callpoint, Escape Trunk, FWD Machinery Main Deck, Fire Zone 16 | Call point, Alarm | ER003.01
553-MAC-7045 | Manual Alarm Callpoint, FWD Fire Pump Room 1, FWD Machinery Main Deck, FZ 16 | Call point, Alarm | ER003.01
553-MAC-7046 | Manual Alarm Callpoint, FWD Machinery, Main Deck, Fire Zone 16 | Call point, Alarm | ER003.01
553-MAC-7047 | Manual Alarm Callpoint, FWD Fire Pump Room 2, FWD Machinery Main Deck, FZ 16 | Call point, Alarm | ER003.01
553-MAC-7048 | Manual Alarm Callpoint, FWD Mezzanine Deck, Fire Zone 17 | Call point, Alarm | ER003.01
553-MAC-7049 | Manual Alarm Callpoint, FWD Mezzanine Deck, Fire Zone 17 | Call point, Alarm | ER003.01
553-MAC-7080 | Manual Alarm Callpoint, FWD Machinery Main Deck, Fire Zone 16 | Call point, Alarm | ER003.01
553-MAC-7081 | Manual Alarm Callpoint, FER 2, FWD Machinery Main Deck, Fire Zone 16 | Call point, Alarm | ER003.01
553-MAC-7096 | Manual Alarm Callpoint, Hose / Hawser quick release HPU Room, FZ 17 | Call point, Alarm | ER003.01
553-MAC-7097 | Manual Alarm Callpoint, FWD Muster Area, FWD Mezzanine Deck, Fire Zone 17 | Call point, Alarm | ER003.01
553-MAC-7098 | Manual Alarm Callpoint, FWD Mezzanine Deck, Fire Zone 17 | Call point, Alarm | ER003.01
553-MAC-7099 | Manual Alarm Callpoint, FWD Mezzanine Deck, Fire Zone 17 | Call point, Alarm | ER003.01
553-MAC-7117 | Manual Alarm Callpoint, PI Manifold, Riser and Manifold 4 Module, Level 1, FZ 21 | Call point, Alarm | ER003.01
553-MAC-7119 | Manual Alarm Callpoint, PI Manifold, Riser and Manifold 4 Module, Level 3, FZ 21 | Call point, Alarm | ER003.01
553-MAC-7120 | Manual Alarm Callpoint, PI Manifold, Riser and Manifold 3 Module, Level 1, FZ 22 | Call point, Alarm | ER003.01
775-SDV-6902 | Shutdown Valve, 6", Riser Depressurization Header To Production/Test Manifold | Valve, Shutdown | SD001.01
775-SDV-6903 | Shutdown Valve, 3", Bypass, Shutdown Valve, 775-SDV-6902 | Valve, Shutdown | SD001.01
775-TST-6900 | Temperature Transmitter, Safety Shutdown, Riser Depress Hdr To Prod/Test Manf | Transmitter, Temperature | SD002.03.02
776-BDV-1009 | Blowdown Valve, 10", LO, HP Flare Gas HP Flare Dr,um TS Pressd Flare KO Drum | Valve, Blowdown | PC005.01.03
776-BDV-1019 | Blowdown Valve, 10", LO, HP Flare Gas HP Flare Drum, TS Pressd Flare KO Drum | Valve, Blowdown | PC005.01.03
776-PSE-0099 | Pressure Safety Element, Propane, Pilot Gas, Flare Gas Ignition Panel | Rupture Disk | PC005.01.01
776-PST-1002 | Pressure Transmitter, Shutdown, Safety, Cold Flare Gas HP Flare Drum | Transmitter, Pressure | SD002.03.01
111-CMBC-6103 | Battery Charger, Pre Lube Pump Battery, Emergency Generator Room, Main Deck | Battery | ER002.01
111-DRDE-6100 | Diesel Engine, Emergency Generator | Engine, Diesel | ER002.01
111-EEBY-6103 | Battery, Pre Lube Pump Battery Box, Emergency Generator Room, Main Deck | Battery | ER002.01
111-EECB-6101 | UPS Battery, Starting Battery CB Box No1 | Battery | ER002.01
111-EECB-6102 | UPS Battery, Starting Battery CB Box No2 | Battery | ER002.01
111-EECB-6103 | UPS Battery CB, Prelub Pump Battery CB Box | Battery | ER002.01
127-LS-7194 | Level Switch, Shutdown, Low, IG Deck Water Seal | Level Switch | IC004.01.05
127-LS-7195 | Level Switch, Shutdown, High, IG Deck Water Seal | Level Switch | IC004.01.05
127-PT-0122 | Pressure Transmitter, Alarm, IG To IG Main, IG Deck Water Seal | Transmitter, Pressure | IC004.01.03
127-PT-0132 | Pressure Transmitter, Alarm, IG To HC Main, IG Deck Water Seal | Transmitter, Pressure | IC004.01.03
127-PT-7042 | Pressure Transmitter, Shutdown, Combustion Air Inlet, IG Gas Generator No2 | Transmitter, Pressure | IC004.01.03
127-PT-7350 | Pressure Transmitter, Alarm, Outlet, IG Deck Water Seal | Transmitter, Pressure | IC004.01.03
553-IR-3433 | Flame IR Detector, Chemical Injection Module, Level 3 | Flame detector | DS001.01
553-IR-3434 | Flame IR Detector, Chemical Injection Module, Level 3 | Flame detector | DS001.01
553-IR-3435 | Flame IR Detector, Chemical Injection Module, Level 3 | Flame detector | DS001.01
553-IR-3436 | Flame IR Detector, Chemical Injection Module, Level 3 | Flame detector | DS001.01
553-IR-3440 | Flame IR Detector, Chemical Injection Module | Flame detector | DS001.01
553-IR-3441 | Flame IR Detector, Chemical Injection Module | Flame detector | DS001.01
553-IR-3442 | Flame IR Detector, Chemical Injection Module | Flame detector | DS001.01
553-IR-3449 | Flame IR Detector, Chemical Injection Module | Flame detector | DS001.01
553-IR-3450 | Flame IR Detector, Chemical Injection Module | Flame detector | DS001.01
553-IR-3452 | Flame IR Detector, Chemical Injection Module | Flame detector | DS001.01
553-IR-3453 | Flame IR Detector, Chemical Injection Module | Flame detector | DS001.01
553-IR-3454 | Flame IR Detector, Chemical Injection Module | Flame detector | DS001.01
553-IR-3455 | Flame IR Detector, Chemical Injection Module | Flame detector | DS001.01
553-IR-3456 | Flame IR Detector, Chemical Injection Module | Flame detector | DS001.01
553-IR-3457 | Flame IR Detector, Chemical Injection Module | Flame detector | DS001.01
553-IR-3511 | Flame IR Detector, Water Injection and Utilities Module | Flame detector | DS001.01
553-IR-3512 | Flame IR Detector, Water Injection and Utilities Module | Flame detector | DS001.01
553-IR-3513 | Flame IR Detector, Water Injection and Utilities Module | Flame detector | DS001.01
553-IR-3514 | Flame IR Detector, Water Injection and Utilities Module | Flame detector | DS001.01
553-IR-3515 | Flame IR Detector, Water Injection and Utilities Module | Flame detector | DS001.01
553-IR-3516 | Flame IR Detector, Water Injection and Utilities Module | Flame detector | DS001.01
553-IR-3517 | Flame IR Detector, Water Injection and Utilities Module | Flame detector | DS001.01
553-SO-6632 | Smoke Detector, Local Equipment Room Module, Level 1 | Smoke Comustion Detecor | DS001.01
553-SO-6633 | Smoke Detector, Local Equipment Room Module, Level 1 | Smoke Comustion Detecor | DS001.01
553-SO-6634 | Smoke Detector, Local Equipment Room Module, Level 1 | Smoke Comustion Detecor | DS001.01
553-SO-6635 | Smoke Detector, Local Equipment Room Module, Level 1 | Smoke Comustion Detecor | DS001.01
553-SO-6636 | Smoke Detector, Local Equipment Room Module, Level 1 | Smoke Comustion Detecor | DS001.01
553-SO-6637 | Smoke Detector, Local Equipment Room Module, Level 1 | Smoke Comustion Detecor | DS001.01
553-SO-6638 | Smoke Detector, Local Equipment Room Module, Level 2 | Smoke Comustion Detecor | DS001.01
553-SO-6639 | Smoke Detector, Local Equipment Room Module, Level 2 | Smoke Comustion Detecor | DS001.01
553-SO-6640 | Smoke Detector, Local Equipment Room Module, Level 2 | Smoke Comustion Detecor | DS001.01
553-SO-6641 | Smoke Detector, Local Equipment Room Module, Level 2 | Smoke Comustion Detecor | DS001.01
553-SO-6642 | Smoke Detector, Local Equipment Room Module, Level 2 | Smoke Comustion Detecor | DS001.01
553-SO-6643 | Smoke Detector, Local Equipment Room Module, Level 2 | Smoke Comustion Detecor | DS001.01
553-SO-6644 | Smoke Detector, Local Equipment Room Module, Level 2 | Smoke Comustion Detecor | DS001.01
553-SO-6645 | Smoke Detector, Local Equipment Room Module, Level 2 | Smoke Comustion Detecor | DS001.01
553-SO-6646 | Smoke Detector, Local Equipment Room Module, Level 2 | Smoke Comustion Detecor | DS001.01
553-SO-6647 | Smoke Detector, Local Equipment Room Module, Level 2 | Smoke Comustion Detecor | DS001.01
553-SO-6648 | Smoke Detector, Local Equipment Room Module, Level 2 | Smoke Comustion Detecor | DS001.01
553-SO-6649 | Smoke Detector, Local Equipment Room Module, Level 2 | Smoke Comustion Detecor | DS001.01
553-SO-6650 | Smoke Detector, Local Equipment Room Module, Level 2 | Smoke Comustion Detecor | DS001.01
553-SO-6651 | Smoke Detector, Local Equipment Room Module, Level 2 | Smoke Comustion Detecor | DS001.01
553-SO-6652 | Smoke Detector, Local Equipment Room Module, Level 2 | Smoke Comustion Detecor | DS001.01
553-SO-6653 | Smoke Detector, Local Equipment Room Module, Level 2 | Smoke Comustion Detecor | DS001.01
553-SO-6654 | Smoke Detector, Local Equipment Room Module, Level 2 | Smoke Comustion Detecor | DS001.01
555-SO-4316 | Smoke Detector, EER/CCS, AFT Machinery Space Deck 2, Fire Zone 14 | Smoke Comustion Detecor | DS001.01
555-SO-4317 | Smoke Detector, EER/CCS, AFT Machinery Space Deck 2, Fire Zone 14 | Smoke Comustion Detecor | DS001.01
555-SO-4318 | Smoke Detector, Vessel Equipment Room (HV), AFT Machinery Space Deck 2, FZ 14 | Smoke Comustion Detecor | DS001.01
555-SO-4319 | Smoke Detector, Vessel Equipment Room (HV), AFT Machinery Space Deck 2, FZ 14 | Smoke Comustion Detecor | DS001.01
555-SO-4400 | Smoke Detector, Stores, AFT Machinery Space Deck 3, Fire Zone 14 | Smoke Comustion Detecor | DS001.01
555-SO-4401 | Smoke Detector, AFT Machinery Space Deck 3, Fire Zone 14 | Smoke Comustion Detecor | DS001.01
555-SO-4402 | Smoke Detector, Stores, AFT Machinery Space Deck 3, Fire Zone 14 | Smoke Comustion Detecor | DS001.01
555-SO-4403 | Smoke Detector, AFT Machinery Space Deck 3, Fire Zone 14 | Smoke Comustion Detecor | DS001.01
555-SO-4404 | Smoke Detector, AFT Machinery Space Deck 3, Fire Zone 14 | Smoke Comustion Detecor | DS001.01
555-SO-4405 | Smoke Detector, Stores, AFT Machinery Space Deck 3, Fire Zone 14 | Smoke Comustion Detecor | DS001.01
555-SO-4406 | Smoke Detector, Stores, AFT Machinery Space Deck 3, Fire Zone 14 | Smoke Comustion Detecor | DS001.01
555-SO-4407 | Smoke Detector, Stores, AFT Machinery Space Deck 3, Fire Zone 14 | Smoke Comustion Detecor | DS001.01
555-SO-4408 | Smoke Detector, Stores, AFT Machinery Space Deck 3, Fire Zone 14 | Smoke Comustion Detecor | DS001.01
555-SO-4409 | Smoke Detector, AFT Machinery Space Deck 3, Fire Zone 14 | Smoke Comustion Detecor | DS001.01
555-SO-4410 | Smoke Detector, AFT Machinery Space Deck 3, Fire Zone 14 | Smoke Comustion Detecor | DS001.01
555-SO-4411 | Smoke Detector, AFT Machinery Space Deck 3, Fire Zone 14 | Smoke Comustion Detecor | DS001.01
555-SO-4412 | Smoke Detector, AFT Machinery Space Deck 3, Fire Zone 14 | Smoke Comustion Detecor | DS001.01
555-SO-4413 | Smoke Detector, Mechanical Workshop, AFT Machinery Space Deck 3, Fire Zone 14 | Smoke Comustion Detecor | DS001.01
555-SO-4414 | Smoke Detector, Mechanical Workshop, AFT Machinery Space Deck 3, Fire Zone 14 | Smoke Comustion Detecor | DS001.01
555-SO-4415 | Smoke Detector, Electr Trunk Recess 2, AFT Machinery Space Deck 3, Fire Zone 14 | Smoke Comustion Detecor | DS001.01
555-SO-4500 | Smoke Detector, Air Dryer No4, AFT Machinery Space Deck 4, Fire Zone 14 | Smoke Comustion Detecor | DS001.01
555-SO-4501 | Smoke Detector, Air Compressor No4, AFT Machinery Space Deck 4, Fire Zone 14 | Smoke Comustion Detecor | DS001.01
776-PT-0093 | Pressure Transmitter, Safety Shutdown, Propane, Pilot Gas, Flare Gas Ign Pnl | Transmitter, Pressure | SD002.03.01
108-PDT-4001 | Pressure Transmitter, Differential, HVAC, Lobby PS, Accom Main Deck | Transmitter, Pressure | IC001.01.01
108-PDT-4004 | Pressure Transmitter, Differential, HVAC, Lobby SB, Accom Main Deck | Transmitter, Pressure | IC001.01.01
108-PDT-4011 | Pressure Transmitter, Differential, HVAC, Lobby PS, Accom A deck | Transmitter, Pressure | IC001.01.01
108-PDT-4014 | Pressure Transmitter, Differential, HVAC, Lobby SB, Accom A Deck | Transmitter, Pressure | IC001.01.01
108-PDT-4027 | Pressure Transmitter, Differential, HVAC, Lobby SB, Accom B Deck | Transmitter, Pressure | IC001.01.01
108-PDT-4028 | Pressure Transmitter, Differential, HVAC, Stairway, Accom B Deck | Transmitter, Pressure | IC001.01.01
553-GIR-1012 | Gas Detector, Lift Machinery & Trunk Air Intake, Top Deck, Fire Zone 11 | Hydrocarbon Gas Detector | DS001.02
553-GIR-1013 | Gas Detector, Lift Machinery & Trunk Air Intake, Top Deck, Fire Zone 11 | Hydrocarbon Gas Detector | DS001.02
553-GIR-1014 | Gas Detector, UPS Room Air Intake, Top Deck, Fire Zone 11 | Hydrocarbon Gas Detector | DS001.02
553-GIR-1015 | Gas Detector, UPS Room Air Intake, Top Deck, Fire Zone 11 | Hydrocarbon Gas Detector | DS001.02
553-GIR-1016 | Gas Detector, Battery Room Natural Air Intake, Top Deck, Fire Zone 11 | Hydrocarbon Gas Detector | DS001.02
553-GIR-1017 | Gas Detector, Battery Room Natural Air Intake, Top Deck, Fire Zone 11 | Hydrocarbon Gas Detector | DS001.02
553-GIR-1018 | Gas Detector, Battery Room AC Air supply, Top Deck, Fire Zone 11 | Hydrocarbon Gas Detector | DS001.02
553-GIR-1019 | Gas Detector, Battery Room AC Air supply, Top Deck, Fire Zone 11 | Hydrocarbon Gas Detector | DS001.02
553-GIR-1030 | Gas Detector, Accommodation AHU Air Intake, Top Deck, Fire Zone 11 | Hydrocarbon Gas Detector | DS001.02
553-GIR-1031 | Gas Detector, Accommodation AHU Air Intake, Top Deck, Fire Zone 11 | Hydrocarbon Gas Detector | DS001.02
553-GIR-1032 | Gas Detector, Accommodation AHU Air Intake, Top Deck, Fire Zone 11 | Hydrocarbon Gas Detector | DS001.02
553-GIR-1033 | Gas Detector, Accommodation AHU Air Intake, Top Deck, Fire Zone 11 | Hydrocarbon Gas Detector | DS001.02
553-GIR-1210 | Gas Detector, AHU Room Air supply, F Deck, Fire Zone 11 | Hydrocarbon Gas Detector | DS001.02
553-GIR-1211 | Gas Detector, AHU Room Air supply, F Deck, Fire Zone 11 | Hydrocarbon Gas Detector | DS001.02
553-GIR-1212 | Gas Detector, Galley AHU Air Intake, F Deck, Fire Zone 11 | Hydrocarbon Gas Detector | DS001.02
553-GIR-1213 | Gas Detector, Galley AHU Air Intake, F Deck, Fire Zone 11 | Hydrocarbon Gas Detector | DS001.02
553-GIR-1214 | Gas Detector, Galley Air Intake, F Deck, Fire Zone 11 | Hydrocarbon Gas Detector | DS001.02
553-GIR-1215 | Gas Detector, Galley Air Intake, F Deck, Fire Zone 11 | Hydrocarbon Gas Detector | DS001.02
553-GIR-1310 | Gas Detector, AMS Vent Supply, E Deck, Fire Zone 11 | Hydrocarbon Gas Detector | DS001.02
553-GIR-1311 | Gas Detector, AMS Vent Supply, E Deck, Fire Zone 11 | Hydrocarbon Gas Detector | DS001.02
553-GIR-1410 | Gas Detector, Cargo System Power Supply Room HI-EX Foam Room Air Inlet, FZ 11 | Hydrocarbon Gas Detector | DS001.02
553-GIR-8405 | Gas Detector, Flare KO Drum & Chemical Injection Module, Pancake Level | Hydrocarbon Gas Detector | DS001.02
553-GRX-2251 | Gas Detector, Flare KO Drum & Chemical Injection Module, Pancake Level | Hydrocarbon Gas Detector | DS001.02
553-GRX-2264 | Gas Detector, Flare KO Drum & Chemical Injection Module, Pancake Level | Hydrocarbon Gas Detector | DS001.02
553-GRX-2656 | Gas Detector, CO2/SB, Fuel Gas Treatment Module, Level 2 | Hydrocarbon Gas Detector | DS001.02
553-GRX-2661 | Gas Detector, CO2/SB, Fuel Gas Treatment Module, Pancake Level | Hydrocarbon Gas Detector | DS001.02
553-GRX-2667 | Gas Detector, CO2/SB, Fuel Gas Treatment Module, Level 1 | Hydrocarbon Gas Detector | DS001.02
553-GRX-2670 | Gas Detector, CO2/SB, Fuel Gas Treatment Module, Level 1 | Hydrocarbon Gas Detector | DS001.02
553-GRX-2675 | Gas Detector, CO2/SB, Fuel Gas Treatment Module, Level 2 | Hydrocarbon Gas Detector | DS001.02
553-GRX-2676 | Gas Detector, CO2/SB, Fuel Gas Treatment Module, Level 2 | Hydrocarbon Gas Detector | DS001.02
553-GRX-2680 | Gas Detector, CO2/SB, Fuel Gas Treatment Module, Level 3 | Hydrocarbon Gas Detector | DS001.02
553-GRX-2751 | Gas Detector, LPGC 1, MGC A/B & Injection Compression Module, Pancake Level | Hydrocarbon Gas Detector | DS001.02
553-GRX-2756 | Gas Detector, LPGC 1, MGC A/B & Injection Compression Module, Pancake Level | Hydrocarbon Gas Detector | DS001.02
553-GRX-2760 | Gas Detector, LPGC 1, MGC A/B & Injection Compression Module, Level 1 | Hydrocarbon Gas Detector | DS001.02
553-GRX-2761 | Gas Detector, LPGC 1, MGC A/B & Injection Compression Module, Level 1 | Hydrocarbon Gas Detector | DS001.02
553-GRX-2764 | Gas Detector, LPGC 1, MGC A/B & Injection Compression Module, Level 1 | Hydrocarbon Gas Detector | DS001.02
553-GRX-2767 | Gas Detector, LPGC 1, MGC A/B & Injection Compression Module, Level 2 | Hydrocarbon Gas Detector | DS001.02
553-GRX-2790 | Gas Detector, LPGC 1, MGC A/B & Injection Compression Module, Pancake Level | Hydrocarbon Gas Detector | DS001.02
553-GRX-2791 | Gas Detector, LPGC 1, MGC A/B & Injection Compression Module, Pancake Level | Hydrocarbon Gas Detector | DS001.02
553-GRX-2792 | Gas Detector, LPGC 1, MGC A/B & Injection Compression Module, Level 1 | Hydrocarbon Gas Detector | DS001.02
553-GRX-2793 | Gas Detector, LPGC 1, MGC A/B & Injection Compression Module, Level 1 | Hydrocarbon Gas Detector | DS001.02
553-GRX-2794 | Gas Detector, LPGC 1, MGC A/B & Injection Compression Module, Level 2 | Hydrocarbon Gas Detector | DS001.02
553-MAC-7148 | Manual Alarm Callpoint, PI Manifold, Riser and Manifold 1 Module, Level 1, FZ 24 | Call point, Alarm | ER003.01
553-MAC-7180 | Manual Alarm Callpoint, PI Manifold, Riser and Manifold 3 Module, Level 2, FZ 22 | Call point, Alarm | ER003.01
553-MAC-7181 | Manual Alarm Callpoint, PI Manifold, Riser and Manifold 4 Module, Level 2, FZ 21 | Call point, Alarm | ER003.01
553-MAC-7218 | Manual Alarm Callpoint, PI Manifold, Riser and Manifold 3 Module, Level 1, FZ 22 | Call point, Alarm | ER003.01
553-MAC-7220 | Manual Alarm Callpoint, PI Manifold, Riser and Manifold 3 Module, Level 3, FZ 22 | Call point, Alarm | ER003.01
553-MAC-7281 | Manual Alarm Callpoint, PI Manifold, Riser and Manifold 3 Module, Level 2, FZ 22 | Call point, Alarm | ER003.01
553-MAC-7319 | Manual Alarm Callpoint, PI Manifold, Riser and Manifold 2 Module, Level 2, FZ 23 | Call point, Alarm | ER003.01
553-MAC-7320 | Manual Alarm Callpoint, PI Manifold, Riser and Manifold 2 Module, Level 1, FZ 23 | Call point, Alarm | ER003.01
553-MAC-7369 | Manual Alarm Callpoint, PI Manifold, Riser and Manifold 2 Module, Level 3, FZ 23 | Call point, Alarm | ER003.01
553-MAC-7437 | Manual Alarm Callpoint, PI Manifold, Riser and Manifold 1 Module, Level 1, FZ 24 | Call point, Alarm | ER003.01
553-MAC-7441 | Manual Alarm Callpoint, PI Manifold, Riser and Manifold 1 Module, Level 3, FZ 24 | Call point, Alarm | ER003.01
555-MAC-1040 | Manual Alarm Callpoint, Heli Lounge, Navigation Deck, Fire Zone 11 | Call point, Alarm | ER003.01
555-MAC-1041 | Manual Alarm Callpoint, Navigation Deck, Fire Zone 11 | Call point, Alarm | ER003.01
555-MAC-1042 | Manual Alarm Callpoint, Navigation Deck, Fire Zone 11 | Call point, Alarm | ER003.01
555-MAC-1043 | Manual Alarm Callpoint, Navigation Deck, Fire Zone 11 | Call point, Alarm | ER003.01
555-MAC-1044 | Manual Alarm Callpoint, TER, Navigation Deck, Fire Zone 11 | Call point, Alarm | ER003.01
555-MAC-1045 | Manual Alarm Callpoint, Male Toilet, Navigation Deck, Fire Zone 11 | Call point, Alarm | ER003.01
555-MAC-1046 | Manual Alarm Callpoint, Wheelhouse, Navigation Deck, Fire Zone 11 | Call point, Alarm | ER003.01
555-MAC-1047 | Manual Alarm Callpoint, Male Toilet, Navigation Deck, Fire Zone 11 | Call point, Alarm | ER003.01
555-MAC-1240 | Manual Alarm Callpoint, Accommodation, F Deck, Fire Zone 11 | Call point, Alarm | ER003.01
555-MAC-1241 | Manual Alarm Callpoint, Accommodation, F Deck, Fire Zone 11 | Call point, Alarm | ER003.01
776-SDV-1007 | Shutdown Valve, 2", Flare Liquid Cargo Off-Spec Tank, TS Pressure Flare KO Drum | Valve, Shutdown | SD001.01
776-SDV-1015 | Shutdown Valve, 14", Cold Flare Gas HP Flare Drum, 776-VESE-0003 | Valve, Shutdown | SD001.01
776-TST-1006 | Temperature Transmitter, Shutdown, Safety, 776-VESE-0003 | Transmitter, Temperature | SD002.03.02
777-BDV-1011 | Blowdown Valve, 3", Fuel Gas Inlet, Fuel Gas Superheater | Valve, Blowdown | PC005.01.03
777-BDV-1015 | Blowdown Valve, 3", Fuel Gas Inlet, Fuel Gas Superheater | Valve, Blowdown | PC005.01.03
777-BDV-1017 | Blowdown Valve, 4", Fuel Gas Inlet, Fuel Gas Superheater | Valve, Blowdown | PC005.01.03
777-LST-1004 | Level Transmitter, Shutdown, Fuel Gas Scrubber | Transmitter, Level | SD002.03.03
777-PST-0500 | Pressure Transmitter, Shutdown, Extraction Air, Fuel Gas Supply Cabinet A | Transmitter, Pressure | SD002.03.01
777-PST-0550 | Pressure Transmitter, Shutdown, Extraction Air, Fuel Gas Supply Cabinet B | Transmitter, Pressure | SD002.03.01
777-PST-1010 | Pressure Transmitter, Shutdown, Fuel Gas Scrubber | Transmitter, Pressure | SD002.03.01
777-PST-1234 | Pressure Transmitter, Safety, Shutdown, HP Fuel Gas, TS Press HP Cold Flare Head | Transmitter, Pressure | SD002.03.01
777-SDV-1007 | Shutdown Valve, 2", Condensate Outlet, Fuel Gas Scrubber | Valve, Shutdown | SD001.01
777-SDV-1021 | Shutdown Valve, 10", Inlet, Fuel Gas Scrubber | Valve, Shutdown | SD001.01
777-SDV-1022 | Shutdown Valve, 2", Inlet, Fuel Gas Scrubber | Valve, Shutdown | SD001.01
777-SDV-1233 | Shutdown Valve, 2", HP Fuel Gas, TS Pressure HP Cold Flare Head | Valve, Shutdown | SD001.01
111-UPBR-6101 | UPS Battery, Starting Battery No1, Emergency Generator | Battery | ER002.01
111-UPBR-6102 | UPS Battery, Starting Battery No2, Emergency Generator | Battery | ER002.01
111-UPBR-6103 | UPS Battery CB, Prelub Pump, Emergency Generator | Battery | ER002.01
113-SPSM-0501 | Screen Mesh, Vent, Hose Reel Drain Tank | Screen Mesh | IC002.01.02
113-SPSV-0501 | Special Valve, 12", Deck Drain, Slop Tank PS | Special Valve | ER008.01.03
113-SPSV-0502 | Special Valve, 12", Deck Drain, Slop Tank SB | Special Valve | ER008.01.03
553-IR-3518 | Flame IR Detector, Water Injection and Utilities Module | Flame detector | DS001.01
553-IR-3519 | Flame IR Detector, Water Injection and Utilities Module | Flame detector | DS001.01
553-IR-3520 | Flame IR Detector, Water Injection and Utilities Module | Flame detector | DS001.01
553-IR-3600 | Flame IR Detector, SB, Laydown Area Module | Flame detector | DS001.01
553-IR-3601 | Flame IR Detector, SB, Laydown Area Module | Flame detector | DS001.01
553-IR-3606 | Flame IR Detector, SB, Laydown Area Module, Level 2 | Flame detector | DS001.01
553-IR-3607 | Flame IR Detector, SB, Laydown Area Module, Level 2 | Flame detector | DS001.01
553-IR-3721 | Flame IR Detector, CO2 Compressor, CO2 Compression Module, Pancake Level | Flame detector | DS001.01
553-IR-3722 | Flame IR Detector, CO2 Compressor, CO2 Compression Module, Pancake Level | Flame detector | DS001.01
553-IR-3723 | Flame IR Detector, CO2 Compressor, CO2 Compression Module, Pancake Level | Flame detector | DS001.01
553-IR-3724 | Flame IR Detector, CO2 Compressor, CO2 Compression Module, Pancake Level | Flame detector | DS001.01
553-IR-3725 | Flame IR Detector, CO2 Compressor, CO2 Compression Module, Pancake Level | Flame detector | DS001.01
553-IR-3726 | Flame IR Detector, CO2 Compressor, CO2 Compression Module, Pancake Level | Flame detector | DS001.01
553-IR-3727 | Flame IR Detector, CO2 Compressor, CO2 Compression Module, Pancake Level | Flame detector | DS001.01
553-IR-3728 | Flame IR Detector, CO2 Compressor, CO2 Compression Module, Pancake Level | Flame detector | DS001.01
553-IR-3729 | Flame IR Detector, CO2 Compressor, CO2 Compression Module, Level 1 | Flame detector | DS001.01
553-IR-3730 | Flame IR Detector, CO2 Compressor, CO2 Compression Module, Level 1 | Flame detector | DS001.01
553-IR-3731 | Flame IR Detector, CO2 Compressor, CO2 Compression Module, Level 1 | Flame detector | DS001.01
553-IR-3732 | Flame IR Detector, CO2 Compressor, CO2 Compression Module, Level 1 | Flame detector | DS001.01
553-IR-3733 | Flame IR Detector, CO2 Compressor, CO2 Compression Module, Level 2 | Flame detector | DS001.01
553-IR-3734 | Flame IR Detector, CO2 Compressor, CO2 Compression Module, Level 2 | Flame detector | DS001.01
553-SO-6655 | Smoke Detector, Local Equipment Room Module, Level 2 | Smoke Comustion Detecor | DS001.01
553-SO-6656 | Smoke Detector, Local Equipment Room Module, Level 2 | Smoke Comustion Detecor | DS001.01
553-SO-6657 | Smoke Detector, Local Equipment Room Module, Level 2 | Smoke Comustion Detecor | DS001.01
553-SO-6658 | Smoke Detector, Local Equipment Room Module, Level 2 | Smoke Comustion Detecor | DS001.01
553-SO-6659 | Smoke Detector, Local Equipment Room Module, Level 2 | Smoke Comustion Detecor | DS001.01
553-SO-6660 | Smoke Detector, Local Equipment Room Module, Level 3 | Smoke Comustion Detecor | DS001.01
553-SO-6661 | Smoke Detector, Local Equipment Room Module, Level 3 | Smoke Comustion Detecor | DS001.01
553-SO-6662 | Smoke Detector, Local Equipment Room Module, Level 3 | Smoke Comustion Detecor | DS001.01
553-SO-6663 | Smoke Detector, Local Equipment Room Module, Level 3 | Smoke Comustion Detecor | DS001.01
553-SO-6664 | Smoke Detector, Local Equipment Room Module, Level 3 | Smoke Comustion Detecor | DS001.01
553-SO-6665 | Smoke Detector, Local Equipment Room Module, Level 3 | Smoke Comustion Detecor | DS001.01
553-SO-6666 | Smoke Detector, Local Equipment Room Module, Level 3 | Smoke Comustion Detecor | DS001.01
553-SO-6667 | Smoke Detector, Local Equipment Room Module, Level 3 | Smoke Comustion Detecor | DS001.01
553-SO-6668 | Smoke Detector, Local Equipment Room Module, Level 3 | Smoke Comustion Detecor | DS001.01
553-SO-6669 | Smoke Detector, Local Equipment Room Module, Level 3 | Smoke Comustion Detecor | DS001.01
553-SO-6670 | Smoke Detector, Local Equipment Room Module, Level 3 | Smoke Comustion Detecor | DS001.01
553-SO-6671 | Smoke Detector, Local Equipment Room Module, Level 3 | Smoke Comustion Detecor | DS001.01
553-SO-6673 | Smoke Detector, Local Equipment Room Module, Level 2 | Smoke Comustion Detecor | DS001.01
553-SO-6674 | Smoke Detector, Local Equipment Room Module, Level 2 | Smoke Comustion Detecor | DS001.01
553-SO-7000 | Smoke Detector, FER1 & FER2 Air Inlet, FWD Mezzanine Deck, Fire Zone 17 | Smoke Comustion Detecor | DS001.01
553-SO-7001 | Smoke Detector, FER1 & FER2 Air Inlet, FWD Mezzanine Deck, Fire Zone 17 | Smoke Comustion Detecor | DS001.01
553-SO-7002 | Smoke Detector, Access Room & HPU Room Air Inlet, Fore Castle Deck, Fire Zone 17 | Smoke Comustion Detecor | DS001.01
553-SO-7003 | Smoke Detector, Access Room & HPU Room Air Inlet, Fore Castle Deck, Fire Zone 17 | Smoke Comustion Detecor | DS001.01
555-SO-4502 | Smoke Detector, AFT Machinery Space Deck 4, Fire Zone 14 | Smoke Comustion Detecor | DS001.01
555-SO-4503 | Smoke Detector, Air Receiver No4, AFT Machinery Space Deck 4, Fire Zone 14 | Smoke Comustion Detecor | DS001.01
555-SO-4504 | Smoke Detector, Air Compressor No2, AFT Machinery Space Deck 4, Fire Zone 14 | Smoke Comustion Detecor | DS001.01
555-SO-4505 | Smoke Detector, Air Receiver No2, AFT Machinery Space Deck 4, Fire Zone 14 | Smoke Comustion Detecor | DS001.01
555-SO-4506 | Smoke Detector, AFT Machinery Space Deck 4, Fire Zone 14 | Smoke Comustion Detecor | DS001.01
555-SO-4507 | Smoke Detector, AFT Machinery Space Deck 4, Fire Zone 14 | Smoke Comustion Detecor | DS001.01
555-SO-4508 | Smoke Detector, AFT Machinery Space Deck 4, Fire Zone 14 | Smoke Comustion Detecor | DS001.01
555-SO-4510 | Smoke Detector, AFT mooring winch HPU, AFT Machinery Space Deck 4, Fire Zone 14 | Smoke Comustion Detecor | DS001.01
555-SO-4511 | Smoke Detector, Nitrogen Buffer Vessel, AFT Machinery Space Deck 4, Fire Zone 14 | Smoke Comustion Detecor | DS001.01
555-SO-4512 | Smoke Detector, Piping Trunk Recess 2, AFT Machinery Space Deck 4, Fire Zone 14 | Smoke Comustion Detecor | DS001.01
555-SO-4513 | Smoke Detector, Piping Trunk Recess 1, AFT Machinery Space Deck 4, Fire Zone 14 | Smoke Comustion Detecor | DS001.01
555-SO-4600 | Smoke Detector, AFT Machinery Space Deck 5, Fire Zone 14 | Smoke Comustion Detecor | DS001.01
555-SO-4601 | Smoke Detector, AFT Machinery Space Deck 5, Fire Zone 14 | Smoke Comustion Detecor | DS001.01
555-SO-4602 | Smoke Detector, AFT Machinery Space Deck 5, Fire Zone 14 | Smoke Comustion Detecor | DS001.01
555-SO-4603 | Smoke Detector, AFT Machinery Space Deck 5, Fire Zone 14 | Smoke Comustion Detecor | DS001.01
555-SO-4604 | Smoke Detector, AFT Machinery Space Deck 5, Fire Zone 14 | Smoke Comustion Detecor | DS001.01
555-SO-4605 | Smoke Detector, AFT Machinery Space Deck 5, Fire Zone 14 | Smoke Comustion Detecor | DS001.01
555-SO-4606 | Smoke Detector, AFT Machinery Space Deck 5, Fire Zone 14 | Smoke Comustion Detecor | DS001.01
555-SO-4607 | Smoke Detector, Chiller Unit No3, Reservation, AFT Machinery Space, FZ 14 | Smoke Comustion Detecor | DS001.01
555-SO-4608 | Smoke Detector, Chiller Unit No2, AFT Machinery Space Deck 5, Fire Zone 14 | Smoke Comustion Detecor | DS001.01
555-SO-4609 | Smoke Detector, AFT Machinery Space Deck 5, Fire Zone 14 | Smoke Comustion Detecor | DS001.01
555-SO-4610 | Smoke Detector, Electrolyser, AFT Machinery Space Deck 5, Fire Zone 14 | Smoke Comustion Detecor | DS001.01
108-PDT-4031 | Pressure Transmitter, Differential, HVAC, Lobby PS, Accom C Deck | Transmitter, Pressure | IC001.01.01
108-PDT-4034 | Pressure Transmitter, Differential, HVAC, Laundry, Accom C Deck | Transmitter, Pressure | IC001.01.01
108-PDT-4037 | Pressure Transmitter, Differential, HVAC, Lobby SB, Accom C Deck | Transmitter, Pressure | IC001.01.01
108-PDT-4041 | Pressure Transmitter, Differential, HVAC, Lobby PS, Accom D Deck | Transmitter, Pressure | IC001.01.01
108-PDT-4047 | Pressure Transmitter, Differential, HVAC, Lobby SB, Accom D Deck | Transmitter, Pressure | IC001.01.01
108-PDT-4051 | Pressure Transmitter, Differential, HVAC, Airlock PS, Accom E Deck | Transmitter, Pressure | IC001.01.01
108-PDT-4057 | Pressure Transmitter, Differential, HVAC, Airlock SB, Accom E Deck | Transmitter, Pressure | IC001.01.01
108-PDT-4064 | Pressure Transmitter, Differential, HVAC, Corridor, Accom F Deck | Transmitter, Pressure | IC001.01.01
108-PDT-4067 | Pressure Transmitter, Differential, HVAC, Lobby SB, Accom F Deck | Transmitter, Pressure | IC001.01.01
108-PDT-4071 | Pressure Transmitter, Differential, HVAC, Corridor, Accom Nav Deck | Transmitter, Pressure | IC001.01.01
108-PDT-4077 | Pressure Transmitter, Differential, HVAC, Corridor, Accom Nav Deck | Transmitter, Pressure | IC001.01.01
110-PCV-2500 | Control Valve, 2", N2, Topsides HP Flare Header | Valve, Control | PC005.01.02
110-PCV-2501 | Control Valve, 2", N2 Header, Topsides LP Flare Header | Valve, Control | PC005.01.02
553-GIR-1411 | Gas Detector, Cargo System Power Supply Room HI-EX Foam Room Air Inlet, FZ 11 | Hydrocarbon Gas Detector | DS001.02
553-GIR-1412 | Gas Detector, IGG Room Vent Supply, Fire Zone 11 | Hydrocarbon Gas Detector | DS001.02
553-GIR-1413 | Gas Detector, IGG Room Vent Supply, Fire Zone 11 | Hydrocarbon Gas Detector | DS001.02
553-GIR-1414 | Gas Detector, IGG 2 Combustion Air Inlet, Fire Zone 11 | Hydrocarbon Gas Detector | DS001.02
553-GIR-1415 | Gas Detector, IGG 2 Combustion Air Inlet, Fire Zone 11 | Hydrocarbon Gas Detector | DS001.02
553-GIR-1416 | Gas Detector, IGG 1 Combustion Air Inlet, Fire Zone 11 | Hydrocarbon Gas Detector | DS001.02
553-GIR-1417 | Gas Detector, IGG 1 Combustion Air Inlet, Fire Zone 11 | Hydrocarbon Gas Detector | DS001.02
553-GIR-1420 | Gas Detector, Purifier Room Air Inlet, D Deck, Fire Zone 11 | Hydrocarbon Gas Detector | DS001.02
553-GIR-1421 | Gas Detector, Purifier Room Air Inlet, D Deck, Fire Zone 11 | Hydrocarbon Gas Detector | DS001.02
553-GIR-1510 | Gas Detector, Engine Room Air Inlet, C Deck, Fire Zone 11 | Hydrocarbon Gas Detector | DS001.02
553-GIR-1511 | Gas Detector, Engine Room Air Inlet, C Deck, Fire Zone 11 | Hydrocarbon Gas Detector | DS001.02
553-GIR-2252 | Gas Detector, Flare KO Drum & Chemical Injection Module, Level 1 | Hydrocarbon Gas Detector | DS001.02
553-GIR-2253 | Gas Detector, Flare KO Drum & Chemical Injection Module, Pancake Level | Hydrocarbon Gas Detector | DS001.02
553-GIR-2254 | Gas Detector, Flare KO Drum & Chemical Injection Module, Pancake Level | Hydrocarbon Gas Detector | DS001.02
553-GIR-2255 | Gas Detector, Flare KO Drum & Chemical Injection Module, Pancake Level | Hydrocarbon Gas Detector | DS001.02
553-GIR-2256 | Gas Detector, Flare KO Drum & Chemical Injection Module, Pancake Level | Hydrocarbon Gas Detector | DS001.02
553-GIR-2257 | Gas Detector, Flare KO Drum & Chemical Injection Module, Pancake Level | Hydrocarbon Gas Detector | DS001.02
553-GIR-2258 | Gas Detector, Flare KO Drum & Chemical Injection Module, Level 1 | Hydrocarbon Gas Detector | DS001.02
553-GIR-2259 | Gas Detector, Flare KO Drum & Chemical Injection Module, Level 1 | Hydrocarbon Gas Detector | DS001.02
553-GIR-2260 | Gas Detector, Flare KO Drum & Chemical Injection Module, Level 1 | Hydrocarbon Gas Detector | DS001.02
553-GIR-2261 | Gas Detector, Flare KO Drum & Chemical Injection Module, Level 1 | Hydrocarbon Gas Detector | DS001.02
553-GIR-2262 | Gas Detector, Flare KO Drum & Chemical Injection Module, Level 1 | Hydrocarbon Gas Detector | DS001.02
553-GRX-2795 | Gas Detector, LPGC 1, MGC A/B & Injection Compression Module, Level 3 | Hydrocarbon Gas Detector | DS001.02
553-GRX-2863 | Gas Detector, LP Separator, LP Separation Module, Level 3 | Hydrocarbon Gas Detector | DS001.02
553-GRX-2864 | Gas Detector, LP Separator, LP Separation Module, Level 1 | Hydrocarbon Gas Detector | DS001.02
553-GRX-2868 | Gas Detector, LP Separator, LP Separation Module, Level 4 | Hydrocarbon Gas Detector | DS001.02
553-GRX-2870 | Gas Detector, LP Separator, LP Separation Module, Level 4 | Hydrocarbon Gas Detector | DS001.02
553-GRX-2873 | Gas Detector, LP Separator, LP Separation Module, Level 3 | Hydrocarbon Gas Detector | DS001.02
553-GRX-2962 | Gas Detector, MGC/IGC, TEG Regen & Inj Compression Module, Pancake Level | Hydrocarbon Gas Detector | DS001.02
553-GRX-2963 | Gas Detector, MGC/IGC, TEG Regen & Inj Compression Module, Level 1 | Hydrocarbon Gas Detector | DS001.02
553-GRX-2966 | Gas Detector, MGC/IGC, TEG Regen & Inj Compression Module, Level 1 | Hydrocarbon Gas Detector | DS001.02
553-GRX-2976 | Gas Detector, MGC/IGC, TEG Regen & Inj Compression Module, Level 2 | Hydrocarbon Gas Detector | DS001.02
553-GRX-2993 | Gas Detector, MGC/IGC, TEG Regen & Inj Compression Module, Pancake Level | Hydrocarbon Gas Detector | DS001.02
553-GRX-2994 | Gas Detector, MGC/IGC, TEG Regen & Inj Compression Module, Pancake Level | Hydrocarbon Gas Detector | DS001.02
553-GRX-2995 | Gas Detector, MGC/IGC, TEG Regen & Inj Compression Module, Level 1 | Hydrocarbon Gas Detector | DS001.02
553-GRX-2996 | Gas Detector, MGC/IGC, TEG Regen & Inj Compression Module, Level 2 | Hydrocarbon Gas Detector | DS001.02
553-GRX-2997 | Gas Detector, MGC/IGC, TEG Regen & Inj Compression Module, Level 2 | Hydrocarbon Gas Detector | DS001.02
553-GRX-2998 | Gas Detector, MGC/IGC, TEG Regen & Inj Compression Module, Level 3 | Hydrocarbon Gas Detector | DS001.02
553-GRX-3052 | Gas Detector, Vapour Recovery, Gas Conditioning Module, Pancake Level | Hydrocarbon Gas Detector | DS001.02
553-GRX-3061 | Gas Detector, Vapour Recovery, Gas Conditioning Module, Level 1 | Hydrocarbon Gas Detector | DS001.02
553-GRX-3066 | Gas Detector, Vapour Recovery, Gas Conditioning Module, Level 2 | Hydrocarbon Gas Detector | DS001.02
553-GRX-3067 | Gas Detector, Vapour Recovery, Gas Conditioning Module, Pancake Level | Hydrocarbon Gas Detector | DS001.02
553-GRX-3068 | Gas Detector, Vapour Recovery, Gas Conditioning Module, Pancake Level | Hydrocarbon Gas Detector | DS001.02
555-MAC-1242 | Manual Alarm Callpoint, AHU Room 707, Accommodation, F Deck, Fire Zone 11 | Call point, Alarm | ER003.01
555-MAC-1243 | Manual Alarm Callpoint, Accommodation, F Deck, Fire Zone 11 | Call point, Alarm | ER003.01
555-MAC-1250 | Manual Alarm Callpoint, AHU Room, F Deck, Fire Zone 11 | Call point, Alarm | ER003.01
555-MAC-1340 | Manual Alarm Callpoint, Cabin 2P, E Deck, Fire Zone 11 | Call point, Alarm | ER003.01
555-MAC-1350 | Manual Alarm Callpoint, Cabin 2P, E Deck, Fire Zone 11 | Call point, Alarm | ER003.01
555-MAC-1351 | Manual Alarm Callpoint, Cabin 2P, E Deck, Fire Zone 11 | Call point, Alarm | ER003.01
555-MAC-1352 | Manual Alarm Callpoint, Cabin 2P, E Deck, Fire Zone 11 | Call point, Alarm | ER003.01
555-MAC-1353 | Manual Alarm Callpoint, Cabin 2P, E Deck, Fire Zone 11 | Call point, Alarm | ER003.01
555-MAC-1450 | Manual Alarm Callpoint, D Deck, Fire Zone 11 | Call point, Alarm | ER003.01
555-MAC-1451 | Manual Alarm Callpoint, D Deck, Fire Zone 11 | Call point, Alarm | ER003.01
555-MAC-1452 | Manual Alarm Callpoint, D Deck, Fire Zone 11 | Call point, Alarm | ER003.01
555-MAC-1453 | Manual Alarm Callpoint, D Deck, Fire Zone 11 | Call point, Alarm | ER003.01
555-MAC-1540 | Manual Alarm Callpoint, C Deck, Fire Zone 11 | Call point, Alarm | ER003.01
555-MAC-1541 | Manual Alarm Callpoint, C Deck, Fire Zone 11 | Call point, Alarm | ER003.01
555-MAC-1542 | Manual Alarm Callpoint, C Deck, Fire Zone 11 | Call point, Alarm | ER003.01
555-MAC-1543 | Manual Alarm Callpoint, C Deck, Fire Zone 11 | Call point, Alarm | ER003.01
555-MAC-1544 | Manual Alarm Callpoint, C Deck, Fire Zone 11 | Call point, Alarm | ER003.01
555-MAC-2340 | Manual Alarm Callpoint, B Deck, Fire Zone 11 | Call point, Alarm | ER003.01
555-MAC-2341 | Manual Alarm Callpoint, B Deck, Fire Zone 11 | Call point, Alarm | ER003.01
555-MAC-2342 | Manual Alarm Callpoint, B Deck, Fire Zone 11 | Call point, Alarm | ER003.01
555-MAC-2343 | Manual Alarm Callpoint, B Deck, Fire Zone 11 | Call point, Alarm | ER003.01
555-MAC-2344 | Manual Alarm Callpoint, B Deck, Fire Zone 11 | Call point, Alarm | ER003.01
108-HVAH-1001 | Air Handling Unit, CER/AER, Accom Main Deck | HVAC Package Unit | IC001.01.01
108-HVAH-1002 | Air Handling Unit, Wheelhouse, Accom Nav Deck | HVAC Package Unit | IC001.01.01
108-HVAH-1003 | Air Handling Unit, CCR & Permit Office | HVAC Package Unit | IC001.01.01
108-HVAH-1004 | Air Handling Unit, Mess Room, Accom B Deck | HVAC Package Unit | IC001.01.01
108-HVAH-1007 | Air Handling Unit, UPS Room Back-Up, Accom Nav Deck | HVAC Package Unit | IC001.01.01
108-HVAH-1008 | Air Handling Unit, TER Back-Up, Accom Nav Deck | HVAC Package Unit | IC001.01.01
108-HVAU-1001 | Air Conditioning Unit, HVAC Condensing Unit, CER/AER | HVAC Package Unit | IC001.01.01
108-HVAU-1002 | Air Conditioning Unit, HVAC Condensing Unit, Wheelhouse | HVAC Package Unit | IC001.01.01
108-HVAU-1003 | Air Conditioning Unit, HVAC Condensing Unit, CCR & Permit Office | HVAC Package Unit | IC001.01.01
108-HVAU-1004 | Air Conditioning Unit, HVAC Condensing Unit, Main Mess Room, Accom B Deck | HVAC Package Unit | IC001.01.01
108-HVAU-1007 | Air Conditioning Unit, HVAC Condensing Unit, UPS Room Back-Up, Accom Top Deck | HVAC Package Unit | IC001.01.01
108-HVAU-1008 | Air Conditioning Unit, HVAC Condensing Unit, TER Back-Up, Accom Top Deck | HVAC Package Unit | IC001.01.01
108-HVFA-2201 | Fan, Axial, Condenser No1, Battery Roomy HVAC Package | Fan | IC001.01.01
108-HVFA-2202 | Fan, Axial, Condenser No2, Battery Roomy HVAC Package | Fan | IC001.01.01
108-HVFA-2501 | Fan, Axial, Condenser No1, Laboratory HVAC Package | Fan | IC001.01.01
108-HVFA-2502 | Fan, Axial, Condenser No2, Laboratory HVAC Package | Fan | IC001.01.01
108-HVFD-0001 | Fire Damper, Pneumatic, Supply, Safety Equip Lkr, Accom Main Deck | Fire Damper | IC001.01.02
108-HVFD-0002 | Fire Damper, Pneumatic, Supply, Corridor, Accom Main Deck | Fire Damper | IC001.01.02
553-IR-3735 | Flame IR Detector, CO2 Compressor, CO2 Compression Module, Level 2 | Flame detector | DS001.01
553-IR-3736 | Flame IR Detector, CO2 Compressor, CO2 Compression Module, Pancake Level | Flame detector | DS001.01
553-IR-3737 | Flame IR Detector, CO2 Compressor, CO2 Compression Module, Pancake Level | Flame detector | DS001.01
553-IR-3738 | Flame IR Detector, CO2 Compressor, CO2 Compression Module, Pancake Level | Flame detector | DS001.01
553-IR-3739 | Flame IR Detector, CO2 Compressor, CO2 Compression Module, Pancake Level | Flame detector | DS001.01
553-IR-3740 | Flame IR Detector, CO2 Compressor, CO2 Compression Module, Pancake Level | Flame detector | DS001.01
553-IR-3741 | Flame IR Detector, CO2 Compressor, CO2 Compression Module, Pancake Level | Flame detector | DS001.01
553-IR-3742 | Flame IR Detector, CO2 Compressor, CO2 Compression Module, Level 1 | Flame detector | DS001.01
553-IR-3743 | Flame IR Detector, CO2 Compressor, CO2 Compression Module, Level 1 | Flame detector | DS001.01
553-IR-3744 | Flame IR Detector, CO2 Compressor, CO2 Compression Module, Level 2 | Flame detector | DS001.01
553-IR-3745 | Flame IR Detector, CO2 Compressor, CO2 Compression Module, Level 2 | Flame detector | DS001.01
553-IR-3746 | Flame IR Detector, CO2 Compressor, CO2 Compression Module, Level 2 | Flame detector | DS001.01
553-IR-3821 | Flame IR Detector, LPGC 2, MGC A/B & Injection Compression Module, Pancake Level | Flame detector | DS001.01
553-IR-3822 | Flame IR Detector, LPGC 2, MGC A/B & Injection Compression Module, Pancake Level | Flame detector | DS001.01
553-IR-3825 | Flame IR Detector, LPGC 2, MGC A/B & Injection Compression Module, Pancake Level | Flame detector | DS001.01
553-IR-3826 | Flame IR Detector, LPGC 2, MGC A/B & Injection Compression Module, Level 2 | Flame detector | DS001.01
553-IR-3827 | Flame IR Detector, LPGC 2, MGC A/B & Injection Compression Module, Level 2 | Flame detector | DS001.01
553-IR-3828 | Flame IR Detector, LPGC 2, MGC A/B & Injection Compression Module, Level 2 | Flame detector | DS001.01
553-IR-3829 | Flame IR Detector, LPGC 2, MGC A/B & Injection Compression Module, Level 2 | Flame detector | DS001.01
553-IR-3830 | Flame IR Detector, LPGC 2, MGC A/B & Injection Compression Module, Level 2 | Flame detector | DS001.01
553-IR-3831 | Flame IR Detector, LPGC 2, MGC A/B & Injection Compression Module, Level 2 | Flame detector | DS001.01
553-SO-7004 | Smoke Detector, Fire Pump Room 1 Air Inlet, FWD Mezzanine Deck, Fire Zone 17 | Smoke Comustion Detecor | DS001.01
553-SO-7005 | Smoke Detector, Fire Pump Room 1 Air Inlet, FWD Mezzanine Deck, Fire Zone 17 | Smoke Comustion Detecor | DS001.01
553-SO-7006 | Smoke Detector, Fire Pump Room 2 Air Inlet, Fore Castle Deck, Fire Zone 17 | Smoke Comustion Detecor | DS001.01
553-SO-7007 | Smoke Detector, Fire Pump Room 2 Air Inlet, Fore Castle Deck, Fire Zone 17 | Smoke Comustion Detecor | DS001.01
553-SO-7008 | Smoke Detector, FWD Fire Fighting Room Air Inlet, FWD Mezzanine Deck, FZ 17 | Smoke Comustion Detecor | DS001.01
553-SO-7009 | Smoke Detector, FWD Fire Fighting Room Air Inlet, FWD Mezzanine Deck, FZ 17 | Smoke Comustion Detecor | DS001.01
553-SO-7020 | Smoke Detector, FWD Inergen Extinguishing System Room Air Intake, FZ 17 | Smoke Comustion Detecor | DS001.01
553-SO-7021 | Smoke Detector, FWD Inergen Extinguishing System Room Air Intake, FZ 17 | Smoke Comustion Detecor | DS001.01
553-SO-7022 | Smoke Detector, FWD Mezzanine Deck, Fire Zone 17 | Smoke Comustion Detecor | DS001.01
553-SO-7023 | Smoke Detector, FWD Mezzanine Deck, Fire Zone 17 | Smoke Comustion Detecor | DS001.01
553-SO-7024 | Smoke Detector, FWD Machinery Main Deck, Fire Zone 16 | Smoke Comustion Detecor | DS001.01
553-SO-7025 | Smoke Detector, FWD Gaseous Fire Ext System Room, FWD Machinery Main Deck, FZ 16 | Smoke Comustion Detecor | DS001.01
553-SO-7026 | Smoke Detector, FWD Machinery Main Deck, Fire Zone 16 | Smoke Comustion Detecor | DS001.01
553-SO-7027 | Smoke Detector, Access Room, FWD Machinery Main Deck, Fire Zone 16 | Smoke Comustion Detecor | DS001.01
553-SO-7028 | Smoke Detector, Access Room, FWD Machinery Main Deck, Fire Zone 16 | Smoke Comustion Detecor | DS001.01
553-SO-7029 | Smoke Detector, FER 1, FWD Machinery Main Deck, Fire Zone 16 | Smoke Comustion Detecor | DS001.01
553-SO-7030 | Smoke Detector, FWD Machinery Main Deck, Fire Zone 16 | Smoke Comustion Detecor | DS001.01
553-SO-7031 | Smoke Detector, FER 2, FWD Machinery Main Deck, Fire Zone 16 | Smoke Comustion Detecor | DS001.01
553-SO-7032 | Smoke Detector, FER 2, FWD Machinery Main Deck, Fire Zone 16 | Smoke Comustion Detecor | DS001.01
553-SO-7033 | Smoke Detector, FWD Fire Pump Room 1, FWD Machinery Main Deck, Fire Zone 16 | Smoke Comustion Detecor | DS001.01
553-SO-7034 | Smoke Detector, FWD Fire Pump Room 1, FWD Machinery Main Deck, Fire Zone 16 | Smoke Comustion Detecor | DS001.01
553-SO-7035 | Smoke Detector, Reserved Machinery Room, FWD Machinery Main Deck, Fire Zone 16 | Smoke Comustion Detecor | DS001.01
555-SO-4611 | Smoke Detector, AFT Machinery Space Deck 5, Fire Zone 14 | Smoke Comustion Detecor | DS001.01
555-SO-4612 | Smoke Detector, AFT Machinery Space Deck 5, Fire Zone 14 | Smoke Comustion Detecor | DS001.01
555-SO-4613 | Smoke Detector, AFT Machinery Space Deck 5, Fire Zone 14 | Smoke Comustion Detecor | DS001.01
555-SO-4614 | Smoke Detector, Storage / Laydown Area, AFT Machinery Space Deck 5, Fire Zone 14 | Smoke Comustion Detecor | DS001.01
555-SO-4615 | Smoke Detector, Air Comp No1 Transformer No1, AFT Machinery Space, FZ 14 | Smoke Comustion Detecor | DS001.01
555-SO-4616 | Smoke Detector, AFT Machinery Space Deck 5, Fire Zone 14 | Smoke Comustion Detecor | DS001.01
555-SO-4617 | Smoke Detector, AFT Machinery Space Deck 5, Fire Zone 14 | Smoke Comustion Detecor | DS001.01
555-SO-4620 | Smoke Detector, AFT Machinery Space Deck 5, Fire Zone 14 | Smoke Comustion Detecor | DS001.01
555-SO-4700 | Smoke Detector, AFT Machinery Space Tank Top Deck 5, Fire Zone 14 | Smoke Comustion Detecor | DS001.01
555-SO-4701 | Smoke Detector, AFT Machinery Space Tank Top Deck 5, Fire Zone 14 | Smoke Comustion Detecor | DS001.01
555-SO-4702 | Smoke Detector, AFT Machinery Space Tank Top Deck 5, Fire Zone 14 | Smoke Comustion Detecor | DS001.01
555-SO-4703 | Smoke Detector, AFT Machinery Space Tank Top Deck 5, Fire Zone 14 | Smoke Comustion Detecor | DS001.01
555-SO-4704 | Smoke Detector, AFT Machinery Space Tank Top Deck 5, Fire Zone 14 | Smoke Comustion Detecor | DS001.01
555-SO-4705 | Smoke Detector, AFT Machinery Space Tank Top Deck 5, Fire Zone 14 | Smoke Comustion Detecor | DS001.01
555-SO-4706 | Smoke Detector, DB Void 7s, AFT Machinery Space Tank Top Deck 5, Fire Zone 14 | Smoke Comustion Detecor | DS001.01
555-SO-4707 | Smoke Detector, AFT Machinery Space Tank Top Deck 5, Fire Zone 14 | Smoke Comustion Detecor | DS001.01
555-SO-4708 | Smoke Detector, AFT Machinery Space Tank Top Deck 5, Fire Zone 14 | Smoke Comustion Detecor | DS001.01
555-SO-4709 | Smoke Detector, AFT Machinery Space Tank Top Deck 5, Fire Zone 14 | Smoke Comustion Detecor | DS001.01
555-SO-4710 | Smoke Detector, AFT Machinery Space Tank Top Deck 5, Fire Zone 14 | Smoke Comustion Detecor | DS001.01
555-SO-4711 | Smoke Detector, AFT Machinery Space Tank Top Deck 5, Fire Zone 14 | Smoke Comustion Detecor | DS001.01
555-SO-4712 | Smoke Detector, HYD Oil Drain Tank 2S, AFT Machinery Space Tank Top, FZ 14 | Smoke Comustion Detecor | DS001.01
555-SO-4713 | Smoke Detector, Sea Chest, AFT Machinery Space Tank Top Deck 5, Fire Zone 14 | Smoke Comustion Detecor | DS001.01
110-PMP-4001 | Inert Gas Generation Package, Nitrogen Gas Booster | Inert Gas Generation Package | IC004.01.03
110-SDV-2113 | Shutdown Valve, Disch, 110-VEBR-0003, TS Pressurised HP Cold Flare Head | Valve, Shutdown | SD001.01
113-SOV-2110 | Solenoid Valve, 1", Utility Air, Riser Balcony Drain Pump 113-PUAD-0010 | Valve, Solenoid | ER008.01.02
553-GIR-2263 | Gas Detector, Flare KO Drum & Chemical Injection Module, Pancake Level | Hydrocarbon Gas Detector | DS001.02
553-GIR-2396 | Gas Detector, Acetylene Room Air Inlet, B Deck, Fire Zone 11 | Hydrocarbon Gas Detector | DS001.02
553-GIR-2397 | Gas Detector, Acetylene Room Air Inlet, B Deck, Fire Zone 11 | Hydrocarbon Gas Detector | DS001.02
553-GIR-2398 | Gas Detector, Oxygen Room Air Inlet, B Deck, Fire Zone 11 | Hydrocarbon Gas Detector | DS001.02
553-GIR-2399 | Gas Detector, Oxygen Room Air Inlet, B Deck, Fire Zone 11 | Hydrocarbon Gas Detector | DS001.02
553-GIR-2510 | Gas Detector, Emergency Generator Room, Natural Air Intake, A Deck, Fire Zone 11 | Hydrocarbon Gas Detector | DS001.02
553-GIR-2511 | Gas Detector, Emergency Generator Room, Natural Air Intake, A Deck, Fire Zone 11 | Hydrocarbon Gas Detector | DS001.02
553-GIR-2512 | Gas Detector, Emergency Generator Room, Natural Air Intake, A Deck, Fire Zone 11 | Hydrocarbon Gas Detector | DS001.02
553-GIR-2513 | Gas Detector, Emergency Generator Room, Natural Air Intake, A Deck, Fire Zone 11 | Hydrocarbon Gas Detector | DS001.02
553-GIR-2514 | Gas Detector, Emergency Generator Room, Natural Air Intake, A Deck, Fire Zone 11 | Hydrocarbon Gas Detector | DS001.02
553-GIR-2515 | Gas Detector, Emergency Generator Room, Natural Air Intake, A Deck, Fire Zone 11 | Hydrocarbon Gas Detector | DS001.02
553-GIR-2516 | Gas Detector, Emergency Generator Room, Air Inlet, A Deck, Fire Zone 11 | Hydrocarbon Gas Detector | DS001.02
553-GIR-2517 | Gas Detector, Emergency Generator Room, Air Inlet, A Deck, Fire Zone 11 | Hydrocarbon Gas Detector | DS001.02
553-GIR-2518 | Gas Detector, AFT Fire Pump 2 Combustion Air Inlet, C Deck, Fire Zone 11 | Hydrocarbon Gas Detector | DS001.02
553-GIR-2519 | Gas Detector, AFT Fire Pump 2 Combustion Air Inlet, C Deck, Fire Zone 11 | Hydrocarbon Gas Detector | DS001.02
553-GIR-2520 | Gas Detector, AFT Fire Pump 1 Combustion Air Inlet, C Deck, Fire Zone 11 | Hydrocarbon Gas Detector | DS001.02
553-GIR-2521 | Gas Detector, AFT Fire Pump 1 Combustion Air Inlet, C Deck, Fire Zone 11 | Hydrocarbon Gas Detector | DS001.02
553-GIR-2523 | Gas Detector, Emergency Generator Room, Air Inlet, A Deck, Fire Zone 11 | Hydrocarbon Gas Detector | DS001.02
553-GIR-2651 | Gas Detector, CO2/SB, Fuel Gas Treatment Module, Level 1 | Hydrocarbon Gas Detector | DS001.02
553-GIR-2652 | Gas Detector, CO2/SB, Fuel Gas Treatment Module, Level 1 | Hydrocarbon Gas Detector | DS001.02
553-GIR-2653 | Gas Detector, CO2/SB, Fuel Gas Treatment Module, Pancake Level | Hydrocarbon Gas Detector | DS001.02
553-GRX-3069 | Gas Detector, Vapour Recovery, Gas Conditioning Module, Pancake Level | Hydrocarbon Gas Detector | DS001.02
553-GRX-3070 | Gas Detector, Vapour Recovery, Gas Conditioning Module, Level 1 | Hydrocarbon Gas Detector | DS001.02
553-GRX-3071 | Gas Detector, Vapour Recovery, Gas Conditioning Module, Level 1 | Hydrocarbon Gas Detector | DS001.02
553-GRX-3072 | Gas Detector, Vapour Recovery, Gas Conditioning Module, Level 1 | Hydrocarbon Gas Detector | DS001.02
553-GRX-3073 | Gas Detector, Vapour Recovery, Gas Conditioning Module, Pancake Level | Hydrocarbon Gas Detector | DS001.02
553-GRX-3074 | Gas Detector, Vapour Recovery, Gas Conditioning Module, Level 1 | Hydrocarbon Gas Detector | DS001.02
553-GRX-3351 | Gas Detector, HP Separator, HP Separation Module, Level 2 | Hydrocarbon Gas Detector | DS001.02
553-GRX-3353 | Gas Detector, HP Separator, HP Separation Module, Pancake Level | Hydrocarbon Gas Detector | DS001.02
553-GRX-3357 | Gas Detector, HP Separator, HP Separation Module, Level 1 | Hydrocarbon Gas Detector | DS001.02
553-GRX-3362 | Gas Detector, HP Separator, HP Separation Module, Level 1 | Hydrocarbon Gas Detector | DS001.02
553-GRX-3370 | Gas Detector, HP Separator, HP Separation Module, Level 2 | Hydrocarbon Gas Detector | DS001.02
553-GRX-3376 | Gas Detector, HP Separator, HP Separation Module, Level 2 | Hydrocarbon Gas Detector | DS001.02
553-GRX-3391 | Gas Detector, HP Separator, HP Separation Module, Level 3 | Hydrocarbon Gas Detector | DS001.02
553-GRX-3393 | Gas Detector, HP Separator, HP Separation Module, Level 3 | Hydrocarbon Gas Detector | DS001.02
553-GRX-3396 | Gas Detector, HP Separator, HP Separation Module, Level 3 | Hydrocarbon Gas Detector | DS001.02
553-GRX-3397 | Gas Detector, HP Separator, HP Separation Module, Level 3 | Hydrocarbon Gas Detector | DS001.02
553-GRX-3399 | Gas Detector, HP Separator, HP Separation Module, Level 4 | Hydrocarbon Gas Detector | DS001.02
553-GRX-3711 | Gas Detector, CO2 Compressor, CO2 Compression Module, Pancake Level | Hydrocarbon Gas Detector | DS001.02
553-GRX-3712 | Gas Detector, CO2 Compressor, CO2 Compression Module, Pancake Level | Hydrocarbon Gas Detector | DS001.02
553-GRX-3713 | Gas Detector, CO2 Compressor, CO2 Compression Module, Pancake Level | Hydrocarbon Gas Detector | DS001.02
553-GRX-3714 | Gas Detector, CO2 Compressor, CO2 Compression Module, Pancake Level | Hydrocarbon Gas Detector | DS001.02
553-GRX-3716 | Gas Detector, CO2 Compressor, CO2 Compression Module, Level 1 | Hydrocarbon Gas Detector | DS001.02
555-MAC-2540 | Manual Alarm Callpoint, A Deck, Fire Zone 11 | Call point, Alarm | ER003.01
555-MAC-2541 | Manual Alarm Callpoint, A Deck, Fire Zone 11 | Call point, Alarm | ER003.01
555-MAC-2542 | Manual Alarm Callpoint, A Deck, Fire Zone 11 | Call point, Alarm | ER003.01
555-MAC-3140 | Manual Alarm Callpoint, ERB No1, Main Deck, Fire Zone 11 | Call point, Alarm | ER003.01
555-MAC-3141 | Manual Alarm Callpoint, Stairway to Machinery Space, Main Deck, Fire Zone 11 | Call point, Alarm | ER003.01
555-MAC-3142 | Manual Alarm Callpoint, Daily store, Main Deck, Fire Zone 11 | Call point, Alarm | ER003.01
555-MAC-3143 | Manual Alarm Callpoint, Main Deck, Fire Zone 11 | Call point, Alarm | ER003.01
555-MAC-3145 | Manual Alarm Callpoint, Main Deck, Fire Zone 11 | Call point, Alarm | ER003.01
555-MAC-3146 | Manual Alarm Callpoint, Bosun Store / rIGGing loft, Main Deck, Fire Zone 11 | Call point, Alarm | ER003.01
555-MAC-3147 | Manual Alarm Callpoint, Emergency Generator, Main Deck, Fire Zone 11 | Call point, Alarm | ER003.01
555-MAC-3148 | Manual Alarm Callpoint, Main Deck, Fire Zone 11 | Call point, Alarm | ER003.01
555-MAC-3149 | Manual Alarm Callpoint, Emergency Generator, Main Deck, Fire Zone 11 | Call point, Alarm | ER003.01
555-MAC-3150 | Manual Alarm Callpoint, Main Deck, Fire Zone 11 | Call point, Alarm | ER003.01
555-MAC-4240 | Manual Alarm Callpoint, AFT Machinery Space Deck 1, Fire Zone 14 | Call point, Alarm | ER003.01
555-MAC-4241 | Manual Alarm Callpoint, AFT Machinery Space Deck 1, Fire Zone 14 | Call point, Alarm | ER003.01
555-MAC-4243 | Manual Alarm Callpoint, AFT Machinery Space Deck 1, Fire Zone 14 | Call point, Alarm | ER003.01
555-MAC-4245 | Manual Alarm Callpoint, Emrg Escape Mechanical Handling DoorDeck 1, FZ 14 | Call point, Alarm | ER003.01
555-MAC-4246 | Manual Alarm Callpoint, Vessel Transformer Room (LV), AFT Machinery Space, FZ 14 | Call point, Alarm | ER003.01
555-MAC-4247 | Manual Alarm Callpoint, AFT Fire Pump Room 2, AFT Machinery Space Deck 1, FZ 14 | Call point, Alarm | ER003.01
555-MAC-4248 | Manual Alarm Callpoint, Battery Box No1, FWP No1, AFT Machinery, FZ 14 | Call point, Alarm | ER003.01
555-MAC-4340 | Manual Alarm Callpoint, AFT Machinery Space Deck 2, Fire Zone 14 | Call point, Alarm | ER003.01
555-MAC-4342 | Manual Alarm Callpoint, AFT Machinery Space Deck 2, Fire Zone 14 | Call point, Alarm | ER003.01
108-HVFD-0003 | Fire Damper, Pneumatic, Supply, Daily Store, Accom Main Deck | Fire Damper | IC001.01.02
108-HVFD-0004 | Fire Damper, Pneumatic, Supply, TCS & SK Office, Accom Main Deck | Fire Damper | IC001.01.02
108-HVFD-0005 | Fire Damper, Pneumatic, Exhaust, ERB #1, Accom Main Deck | Fire Damper | IC001.01.02
108-HVFD-0006 | Fire Damper, Pneumatic, Supply, AER, Accom Main Deck | Fire Damper | IC001.01.02
108-HVFD-0007 | Fire Damper, Pneumatic, Supply, CER, Accom Main Deck | Fire Damper | IC001.01.02
108-HVFD-0008 | Fire Damper, Pneumatic, Supply, CER, Accom Main Deck | Fire Damper | IC001.01.02
108-HVFD-0009 | Fire Damper, Pneumatic, Supply, AER, Accom Main Deck | Fire Damper | IC001.01.02
108-HVFD-0010 | Fire Damper, Pneumatic, Supply, CER, Accom Main Deck | Fire Damper | IC001.01.02
108-HVFD-0011 | Fire Damper, Pneumatic, Supply, Comms Room, Accom A Deck | Fire Damper | IC001.01.02
108-HVFD-0012 | Fire Damper, Pneumatic, Supply, Technical Library, Accom A Deck | Fire Damper | IC001.01.02
108-HVFD-0013 | Fire Damper, Pneumatic, Supply, Technical Library, Accom A Deck | Fire Damper | IC001.01.02
108-HVFD-0014 | Fire Damper, Pneumatic, Supply, Comms Room, Accom A Deck | Fire Damper | IC001.01.02
108-HVFD-0015 | Fire Damper, Pneumatic, Exhaust, Galley Hood, Accom B Deck | Fire Damper | IC001.01.02
108-HVFD-0016 | Fire Damper, Pneumatic, Exhaust, Main Mess Room, Accom B Deck | Fire Damper | IC001.01.02
108-HVFD-0017 | Fire Damper, Pneumatic, Exhaust, Exhaust Trunk, Accom Top Deck | Fire Damper | IC001.01.02
108-HVFD-0018 | Fire Damper, Pneumatic, Exhaust, Stairway, Accom Nav Deck | Fire Damper | IC001.01.02
108-HVFD-0019 | Fire Damper, Pneumatic, Supply, Dry Provisions Room, Accom B Deck | Fire Damper | IC001.01.02
108-HVFD-0020 | Fire Damper, Pneumatic, Supply, Galley, Accom B Deck | Fire Damper | IC001.01.02
108-HVFD-0021 | Fire Damper, Pneumatic, Supply, Galley, Accom B Deck | Fire Damper | IC001.01.02
108-HVFD-0022 | Fire Damper, Pneumatic, Supply, Duty Mess Room, Accom B Deck | Fire Damper | IC001.01.02
108-HVFD-0023 | Fire Damper, Pneumatic, Supply, Main Mess Room, Accom B Deck | Fire Damper | IC001.01.02
108-HVFD-0024 | Fire Damper, Pneumatic, Supply, 1P Cabin (420), Accom C Deck | Fire Damper | IC001.01.02
124-VACH-1025 | Check Valve, Dissimilar, 6", Oily Water Pump To FWKO Drum | Valve, Check | PC005.01.01
124-VACH-1033 | Check Valve, Dissimilar, 6", Produced Recycle Pump To FWKO Drum | Valve, Check | PC005.01.01
553-IR-3832 | Flame IR Detector, LPGC 2, MGC A/B & Injection Compression Module, Level 2 | Flame detector | DS001.01
553-IR-3833 | Flame IR Detector, LPGC 2, MGC A/B & Injection Compression Module, Pancake Level | Flame detector | DS001.01
553-IR-3834 | Flame IR Detector, LPGC 2, MGC A/B & Injection Compression Module, Pancake Level | Flame detector | DS001.01
553-IR-3835 | Flame IR Detector, LPGC 2, MGC A/B & Injection Compression Module, Pancake Level | Flame detector | DS001.01
553-IR-3836 | Flame IR Detector, LPGC 2, MGC A/B & Injection Compression Module, Pancake Level | Flame detector | DS001.01
553-IR-3837 | Flame IR Detector, LPGC 2, MGC A/B & Injection Compression Module, Pancake Level | Flame detector | DS001.01
553-IR-3838 | Flame IR Detector, LPGC 2, MGC A/B & Injection Compression Module, Pancake Level | Flame detector | DS001.01
553-IR-3839 | Flame IR Detector, LPGC 2, MGC A/B & Injection Compression Module, Pancake Level | Flame detector | DS001.01
553-IR-3840 | Flame IR Detector, LPGC 2, MGC A/B & Injection Compression Module, Pancake Level | Flame detector | DS001.01
553-IR-3841 | Flame IR Detector, LPGC 2, MGC A/B & Injection Compression Module, Level 2 | Flame detector | DS001.01
553-IR-3842 | Flame IR Detector, LPGC 2, MGC A/B & Injection Compression Module, Level 2 | Flame detector | DS001.01
553-IR-3843 | Flame IR Detector, LPGC 2, MGC A/B & Injection Compression Module, Level 2 | Flame detector | DS001.01
553-IR-3844 | Flame IR Detector, LPGC 2, MGC A/B & Injection Compression Module, Level 2 | Flame detector | DS001.01
553-IR-3845 | Flame IR Detector, LPGC 2, MGC A/B & Injection Compression Module, Level 2 | Flame detector | DS001.01
553-IR-3846 | Flame IR Detector, LPGC 2, MGC A/B & Injection Compression Module, Level 2 | Flame detector | DS001.01
553-IR-3847 | Flame IR Detector, LPGC 2, MGC A/B & Injection Compression Module, Level 2 | Flame detector | DS001.01
553-IR-4250 | Flame IR Detector, Fire Pump No1, AFT Machinery Space Deck 1, Fire Zone 14 | Flame detector | DS001.01
553-IR-4251 | Flame IR Detector, AFT Fire Pump Room No1, AFT Machinery Space Deck 1, FZ 14 | Flame detector | DS001.01
553-IR-4252 | Flame IR Detector, AFT Fire Pump Room No2, AFT Machinery Space Deck 1, FZ 14 | Flame detector | DS001.01
553-IR-4253 | Flame IR Detector, AFT Fire Pump Room No2, AFT Machinery Space Deck 1, FZ 14 | Flame detector | DS001.01
553-IR-4350 | Flame IR Detector, AFT Machinery Space Deck 2, Fire Zone 14 | Flame detector | DS001.01
553-SO-7036 | Smoke Detector, FWD Machinery, Main Deck, Fire Zone 16 | Smoke Comustion Detecor | DS001.01
553-SO-7037 | Smoke Detector, FWD Machinery, Main Deck, Fire Zone 16 | Smoke Comustion Detecor | DS001.01
553-SO-7038 | Smoke Detector, FWD Machinery, Main Deck, Fire Zone 16 | Smoke Comustion Detecor | DS001.01
553-SO-7039 | Smoke Detector, FWD Fire Pump Room 2, FWD Machinery Main Deck, Fire Zone 16 | Smoke Comustion Detecor | DS001.01
553-SO-7040 | Smoke Detector, FWD Fire Pump Room 2, FWD Machinery Main Deck, Fire Zone 16 | Smoke Comustion Detecor | DS001.01
553-SO-7093 | Smoke Detector, FWD Muster Area Air Inlet, Fore Castle Deck, Fire Zone 17 | Smoke Comustion Detecor | DS001.01
553-SO-7094 | Smoke Detector, FWD Muster Area Air Inlet, Fore Castle Deck, Fire Zone 17 | Smoke Comustion Detecor | DS001.01
553-SO-7095 | Smoke Detector, Hose / Hawser quick release HPU Room, FWD Mezzanine Deck, FZ 17 | Smoke Comustion Detecor | DS001.01
553-SO-7096 | Smoke Detector, Hose / Hawser quick release HPU Room, FWD Mezzanine Deck, FZ 17 | Smoke Comustion Detecor | DS001.01
553-SO-7097 | Smoke Detector, FWD Muster Area, FWD Mezzanine Deck, Fire Zone 17 | Smoke Comustion Detecor | DS001.01
553-SO-7098 | Smoke Detector, FWD Muster Area, FWD Mezzanine Deck, Fire Zone 17 | Smoke Comustion Detecor | DS001.01
553-SO-7099 | Smoke Detector, Watch Cabin, Bulwark Top | Smoke Comustion Detecor | DS001.01
555-HR-1570 | Heat Detector, Laundry Locker, C Deck, Fire Zone 11 | Heat Detector | DS001.01
555-HR-1571 | Heat Detector, Laundry, C Deck, Fire Zone 11 | Heat Detector | DS001.01
555-HR-1572 | Heat Detector, Laundry, C Deck, Fire Zone 11 | Heat Detector | DS001.01
555-HR-1573 | Heat Detector, C Deck, Fire Zone 11 | Heat Detector | DS001.01
555-HR-2370 | Heat Detector, Galley/Skullery, B Deck, Fire Zone 11 | Heat Detector | DS001.01
555-HR-2371 | Heat Detector, Galley/Skullery, B Deck, Fire Zone 11 | Heat Detector | DS001.01
555-SO-1000 | Smoke Detector, Lift Machinery Room, Top Deck, Fire Zone 11 | Smoke Comustion Detecor | DS001.01
555-SO-1001 | Smoke Detector, Heli Lounge, Navigation Deck, Fire Zone 11 | Smoke Comustion Detecor | DS001.01
555-SO-1002 | Smoke Detector, Heli Safety Equipment Locker, Navigation Deck, Fire Zone 11 | Smoke Comustion Detecor | DS001.01
555-SO-1003 | Smoke Detector, Heli Safety Equipment Locker, Navigation Deck, Fire Zone 11 | Smoke Comustion Detecor | DS001.01
555-SO-4714 | Smoke Detector, AFT Machinery Space Tank Top Deck 5, Fire Zone 14 | Smoke Comustion Detecor | DS001.01
557-LT-0001 | Level Transmitter, PW Tank SB, Level & Draft Gauging System | Transmitter, Level | SD002.03.03
557-LT-0011 | Level Transmitter, Fore Peak Water Ballast Tank PS, Level & Draft Gauging System | Transmitter, Level | SD002.03.03
557-LT-0013 | Level Transmitter, Alarm, Water Ballast Tank No1 PS | Transmitter, Level | SD002.03.03
557-LT-0014 | Level Transmitter, Fore Peak Water Ballast Tank SB, Level & Draft Gauging System | Transmitter, Level | SD002.03.03
557-LT-0016 | Level Transmitter, Alarm, Water Ballast Tank No1 SB | Transmitter, Level | SD002.03.03
557-LT-0023 | Level Transmitter, Alarm, Water Ballast Tank No2 PS | Transmitter, Level | SD002.03.03
557-LT-0026 | Level Transmitter, Alarm, Water Ballast Tank No2 SB | Transmitter, Level | SD002.03.03
557-LT-0033 | Level Transmitter, Alarm, Water Ballast Tank No3 PS | Transmitter, Level | SD002.03.03
557-LT-0036 | Level Transmitter, Alarm, Water Ballast Tank No3 SB | Transmitter, Level | SD002.03.03
557-LT-0043 | Level Transmitter, Alarm, Water Ballast Tank No4 PS | Transmitter, Level | SD002.03.03
557-LT-0046 | Level Transmitter, Alarm, Water Ballast Tank No4 SB | Transmitter, Level | SD002.03.03
557-LT-0053 | Level Transmitter, Water Ballast Tank No6 PS | Transmitter, Level | SD002.03.03
557-LT-0056 | Level Transmitter, Water Ballast Tank No5 SB | Transmitter, Level | SD002.03.03
557-LT-0063 | Level Transmitter, Water Ballast Tank No6 PS | Transmitter, Level | SD002.03.03
557-LT-0066 | Level Transmitter, Water Ballast Tank No6 SB | Transmitter, Level | SD002.03.03
557-LT-0073 | Level Transmitter, Water Ballast Tank No7 PS | Transmitter, Level | SD002.03.03
557-LT-0076 | Level Transmitter, Water Ballast Tank No7 SB | Transmitter, Level | SD002.03.03
557-LT-0081 | Level Transmitter, Slop Tank PS, Level & Draft Gauging System | Transmitter, Level | SI001.01.01
557-LT-0084 | Level Transmitter, Slop Tank SB, Level & Draft Gauging System | Transmitter, Level | SI001.01.01
557-LT-0113 | Level Transmitter, Alarm, Tank Level, COT 1 CL | Transmitter, Level | SI001.01.01
113-SOV-2120 | Solenoid Valve, 1", Utility Air, Riser Balcony Drain Pump 113-PUAD-0020 | Valve, Solenoid | ER008.01.02
116-LST-1432 | Level Transmitter, Shutdown, COT 1 C, Level & Draft Gauging System | Transmitter, Level | SD002.03.03
116-PST-7109 | Pressure Transmitter, Shutdown, MDO Supply, Fuel Supply Cabinet A | Transmitter, Pressure | SD002.03.01
116-PST-7309 | Pressure Transmitter, Shutdown, MDO Supply, Fuel Supply Cabinet B | Transmitter, Pressure | SD002.03.01
116-SDV-0502 | Shutdown Valve, Pneumatic, Vessel FWD MGO System | Valve, Shutdown | SD001.01
116-SDV-7112 | Shutdown Valve, 1", 1st Main MDO Valve, Fuel Gas Supply Cabinet A | Valve, Shutdown | SD001.01
116-SDV-7113 | Shutdown Valve, 1", 2nd Main MDO Valve, Fuel Gas Supply Cabinet A | Valve, Shutdown | SD001.01
116-SDV-7114 | Shutdown Valve, 0.5", 1st Pilot MDO Valve, Fuel Gas Supply Cabinet A | Valve, Shutdown | SD001.01
116-SDV-7115 | Shutdown Valve, 0.5", 2nd Pilot MDO Valve, Fuel Gas Supply Cabinet A | Valve, Shutdown | SD001.01
116-SDV-7312 | Shutdown Valve, 1", 1st Main MDO Valve, Fuel Gas Supply Cabinet B | Valve, Shutdown | SD001.01
116-SDV-7313 | Shutdown Valve, 1", 2nd Main MDO Valve, Fuel Gas Supply Cabinet B | Valve, Shutdown | SD001.01
116-SDV-7314 | Shutdown Valve, 0.5", 1st Pilot MDO Valve, Fuel Gas Supply Cabinet B | Valve, Shutdown | SD001.01
116-SDV-7315 | Shutdown Valve, 0.5", 2nd Pilot MDO Valve, Fuel Gas Supply Cabinet B | Valve, Shutdown | SD001.01
553-GIR-2654 | Gas Detector, CO2/SB, Fuel Gas Treatment Module, Level 1 | Hydrocarbon Gas Detector | DS001.02
553-GIR-2655 | Gas Detector, CO2/SB, Fuel Gas Treatment Module, Level 1 | Hydrocarbon Gas Detector | DS001.02
553-GIR-2657 | Gas Detector, CO2/SB, Fuel Gas Treatment Module, Level 2 | Hydrocarbon Gas Detector | DS001.02
553-GIR-2658 | Gas Detector, CO2/SB, Fuel Gas Treatment Module, Level 2 | Hydrocarbon Gas Detector | DS001.02
553-GIR-2659 | Gas Detector, CO2/SB, Fuel Gas Treatment Module, Level 3 | Hydrocarbon Gas Detector | DS001.02
553-GIR-2660 | Gas Detector, CO2/SB, Fuel Gas Treatment Module, Pancake Level | Hydrocarbon Gas Detector | DS001.02
553-GIR-2662 | Gas Detector, CO2/SB, Fuel Gas Treatment Module, Pancake Level | Hydrocarbon Gas Detector | DS001.02
553-GIR-2664 | Gas Detector, CO2/SB, Fuel Gas Treatment Module, Pancake Level | Hydrocarbon Gas Detector | DS001.02
553-GIR-2665 | Gas Detector, CO2/SB, Fuel Gas Treatment Module, Pancake Level | Hydrocarbon Gas Detector | DS001.02
553-GIR-2666 | Gas Detector, CO2/SB, Fuel Gas Treatment Module, Pancake Level | Hydrocarbon Gas Detector | DS001.02
553-GIR-2668 | Gas Detector, CO2/SB, Fuel Gas Treatment Module, Level 1 | Hydrocarbon Gas Detector | DS001.02
553-GIR-2669 | Gas Detector, CO2/SB, Fuel Gas Treatment Module, Level 1 | Hydrocarbon Gas Detector | DS001.02
553-GIR-2671 | Gas Detector, CO2/SB, Fuel Gas Treatment Module, Pancake Level | Hydrocarbon Gas Detector | DS001.02
553-GIR-2672 | Gas Detector, CO2/SB, Fuel Gas Treatment Module, Pancake Level | Hydrocarbon Gas Detector | DS001.02
553-GIR-2673 | Gas Detector, CO2/SB, Fuel Gas Treatment Module, Level 1 | Hydrocarbon Gas Detector | DS001.02
553-GIR-2674 | Gas Detector, CO2/SB, Fuel Gas Treatment Module, Level 2 | Hydrocarbon Gas Detector | DS001.02
553-GIR-2677 | Gas Detector, CO2/SB, Fuel Gas Treatment Module, Level 2 | Hydrocarbon Gas Detector | DS001.02
553-GIR-2678 | Gas Detector, CO2/SB, Fuel Gas Treatment Module, Level 2 | Hydrocarbon Gas Detector | DS001.02
553-GIR-2679 | Gas Detector, CO2/SB, Fuel Gas Treatment Module, Level 3 | Hydrocarbon Gas Detector | DS001.02
553-GIR-2733 | Gas Detector, LPGC 1, MGC A/B & Injection Compression Module, Level 2 | Hydrocarbon Gas Detector | DS001.02
553-GIR-2752 | Gas Detector, LPGC 1, MGC A/B & Injection Compression Module, Pancake Level | Hydrocarbon Gas Detector | DS001.02
553-GIR-2753 | Gas Detector, LPGC 1, MGC A/B & Injection Compression Module, Pancake Level | Hydrocarbon Gas Detector | DS001.02
553-GRX-3717 | Gas Detector, CO2 Compressor, CO2 Compression Module, Level 2 | Hydrocarbon Gas Detector | DS001.02
553-GRX-3718 | Gas Detector, CO2 Compressor, CO2 Compression Module, Level 2 | Hydrocarbon Gas Detector | DS001.02
553-GRX-3752 | Gas Detector, CO2 Compressor, CO2 Compression Module, Pancake Level | Hydrocarbon Gas Detector | DS001.02
553-GRX-3762 | Gas Detector, CO2 Compressor, CO2 Compression Module, Level 1 | Hydrocarbon Gas Detector | DS001.02
553-GRX-3764 | Gas Detector, CO2 Compressor, CO2 Compression Module, Level 1 | Hydrocarbon Gas Detector | DS001.02
553-GRX-3856 | Gas Detector, LPGC 2, MGC A/B & Injection Compression Module, Pancake Level | Hydrocarbon Gas Detector | DS001.02
553-GRX-3860 | Gas Detector, LPGC 2, MGC A/B & Injection Compression Module, Level 2 | Hydrocarbon Gas Detector | DS001.02
553-GRX-3861 | Gas Detector, LPGC 2, MGC A/B & Injection Compression Module, Level 2 | Hydrocarbon Gas Detector | DS001.02
553-GRX-3864 | Gas Detector, LPGC 2, MGC A/B & Injection Compression Module, Level 2 | Hydrocarbon Gas Detector | DS001.02
553-GRX-3867 | Gas Detector, LPGC 2, MGC A/B & Injection Compression Module, Level 2 | Hydrocarbon Gas Detector | DS001.02
553-GRX-3874 | Gas Detector, LPGC 2, MGC A/B & Injection Compression Module, Pancake Level | Hydrocarbon Gas Detector | DS001.02
553-GRX-3875 | Gas Detector, LPGC 2, MGC A/B & Injection Compression Module, Pancake Level | Hydrocarbon Gas Detector | DS001.02
553-GRX-3876 | Gas Detector, LPGC 2, MGC A/B & Injection Compression Module, Level 3 | Hydrocarbon Gas Detector | DS001.02
553-GRX-3877 | Gas Detector, LPGC 2, MGC A/B & Injection Compression Module, Level 2 | Hydrocarbon Gas Detector | DS001.02
553-GRX-3878 | Gas Detector, LPGC 2, MGC A/B & Injection Compression Module, Pancake Level | Hydrocarbon Gas Detector | DS001.02
553-GRX-6219 | Gas Detector, Pwr Gen 2, Power Generation 2 Module, Level 1 | Hydrocarbon Gas Detector | DS001.02
553-GRX-6220 | Gas Detector, Pwr Gen 2, Power Generation 2 Module, Pancake Level | Hydrocarbon Gas Detector | DS001.02
553-GRX-6419 | Gas Detector, Pwr Gen 1, Power Generation 1 Module, Pancake Level | Hydrocarbon Gas Detector | DS001.02
553-GRX-6420 | Gas Detector, Pwr Gen 1, Power Generation 1 Module, Level 1 | Hydrocarbon Gas Detector | DS001.02
553-GRX-6421 | Gas Detector, Pwr Gen 1, Power Generation 1 Module, Level 1 | Hydrocarbon Gas Detector | DS001.02
553-GRX-6594 | Gas Detector, Metering Package 664-PKFI-7100 | Hydrocarbon Gas Detector | DS001.02
553-GRX-7152 | Gas Detector, PI Manifold, Riser and Manifold 4 Module, Level 1 | Hydrocarbon Gas Detector | DS001.02
555-MAC-4343 | Manual Alarm Callpoint, EER/CCS, AFT Machinery Space Deck 2, Fire Zone 14 | Call point, Alarm | ER003.01
555-MAC-4344 | Manual Alarm Callpoint, Transformer Room (HV), AFT Machinery Space Deck 2, FZ 14 | Call point, Alarm | ER003.01
555-MAC-4345 | Manual Alarm Callpoint, EER/CCS, AFT Machinery Space Deck 2, Fire Zone 14 | Call point, Alarm | ER003.01
555-MAC-4346 | Manual Alarm Callpoint, AFT Machinery Space Deck 2, Fire Zone 14 | Call point, Alarm | ER003.01
555-MAC-4347 | Manual Alarm Callpoint, AFT Machinery Space Deck 2, Fire Zone 14 | Call point, Alarm | ER003.01
555-MAC-4440 | Manual Alarm Callpoint, AFT Machinery Space Deck 3, Fire Zone 14 | Call point, Alarm | ER003.01
555-MAC-4441 | Manual Alarm Callpoint, AFT Machinery Space Deck 3, Fire Zone 14 | Call point, Alarm | ER003.01
555-MAC-4442 | Manual Alarm Callpoint, AFT Machinery Space Deck 3, Fire Zone 14 | Call point, Alarm | ER003.01
555-MAC-4443 | Manual Alarm Callpoint, AFT Machinery Space Deck 3, Fire Zone 14 | Call point, Alarm | ER003.01
555-MAC-4444 | Manual Alarm Callpoint, AFT Machinery Space Deck 3, Fire Zone 14 | Call point, Alarm | ER003.01
555-MAC-4540 | Manual Alarm Callpoint, Air Compressor No4, AFT Machinery Space Deck 4, FZ 14 | Call point, Alarm | ER003.01
555-MAC-4541 | Manual Alarm Callpoint, AFT Machinery Space Deck 4, Fire Zone 14 | Call point, Alarm | ER003.01
555-MAC-4542 | Manual Alarm Callpoint, Purifier Room, AFT Machinery Space Deck 4, Fire Zone 14 | Call point, Alarm | ER003.01
555-MAC-4543 | Manual Alarm Callpoint, Ess Gen MGO Cooler No2, AFT Machinery Space, FZ 14 | Call point, Alarm | ER003.01
555-MAC-4544 | Manual Alarm Callpoint, N2 Intensifier, AFT Machinery Space Deck 4, FZ 14 | Call point, Alarm | ER003.01
555-MAC-4545 | Manual Alarm Callpoint, AFT Machinery Space Deck 4, Fire Zone 14 | Call point, Alarm | ER003.01
555-MAC-4546 | Manual Alarm Callpoint, AFT Machinery Space Deck 4, Fire Zone 14 | Call point, Alarm | ER003.01
555-MAC-4547 | Manual Alarm Callpoint, AFT Machinery Space Deck 4, Fire Zone 14 | Call point, Alarm | ER003.01
555-MAC-4640 | Manual Alarm Callpoint, Space Deck 5, Fire Zone 14 | Call point, Alarm | ER003.01
555-MAC-4641 | Manual Alarm Callpoint, AFT Machinery Space Deck 5, Fire Zone 14 | Call point, Alarm | ER003.01
555-MAC-4642 | Manual Alarm Callpoint, AFT Machinery Space Deck 5, Fire Zone 14 | Call point, Alarm | ER003.01
108-HVFD-0025 | Fire Damper, Pneumatic, FA Supply, AHU Room, Accom F Deck | Fire Damper | IC001.01.02
108-HVFD-0026 | Fire Damper, Pneumatic, Supply, Corridor, Accom C Deck | Fire Damper | IC001.01.02
108-HVFD-0027 | Fire Damper, Pneumatic, Exhaust, 1P Cabin (420), Accom C Deck | Fire Damper | IC001.01.02
108-HVFD-0028 | Fire Damper, Pneumatic, Exhaust, Main Mess Room, Accom B Deck | Fire Damper | IC001.01.02
108-HVFD-0029 | Fire Damper, Pneumatic, Exhaust, Corridor, Accom D Deck | Fire Damper | IC001.01.02
108-HVFD-0030 | Fire Damper, Pneumatic, Supply, 2P Cabin (530), Accom D Deck | Fire Damper | IC001.01.02
108-HVFD-0031 | Fire Damper, Pneumatic, Exhaust, Janitor Room, Accom B Deck | Fire Damper | IC001.01.02
108-HVFD-0032 | Fire Damper, Pneumatic, Exhaust, Corridor, Accom E Deck | Fire Damper | IC001.01.02
108-HVFD-0033 | Fire Damper, Pneumatic, Supply, 2P Cabin (630), Accom E Deck | Fire Damper | IC001.01.02
108-HVFD-0034 | Fire Damper, Pneumatic, Exhaust, Corridor, Accom F Deck | Fire Damper | IC001.01.02
108-HVFD-0035 | Fire Damper, Pneumatic, Supply, Corridor, Accom F Deck | Fire Damper | IC001.01.02
108-HVFD-0036 | Fire Damper, Pneumatic, Exhaust, UPS Room, Accom Nav Deck | Fire Damper | IC001.01.02
108-HVFD-0037 | Fire Damper, Pneumatic, Supply, UPS Room, Accom Top Deck | Fire Damper | IC001.01.02
108-HVFD-0038 | Fire Damper, Pneumatic, Supply, Lift Machinery Room, Accom Top Deck | Fire Damper | IC001.01.02
108-HVFD-0039 | Fire Damper, Pneumatic, Exhaust, Battery Room, Accom Nav Deck | Fire Damper | IC001.01.02
108-HVFD-0040 | Fire Damper, Pneumatic, Exhaust, Battery Room, Accom Nav Deck | Fire Damper | IC001.01.02
108-HVFD-0041 | Fire Damper, Pneumatic, Supply, Heli Safety Equip Lkr, Accom Nav Deck | Fire Damper | IC001.01.02
108-HVFD-0042 | Fire Damper, Pneumatic, Exhaust, HVAC Trunk, Accom Nav Deck | Fire Damper | IC001.01.02
108-HVFD-0043 | Fire Damper, Pneumatic, Exhaust, HVAC Trunk, Accom Nav Deck | Fire Damper | IC001.01.02
108-HVFD-0044 | Fire Damper, Pneumatic, Supply, HVAC Trunk, Accom Nav Deck | Fire Damper | IC001.01.02
108-HVFD-0045 | Fire Damper, Pneumatic, Supply, Laundry, Accom C Deck | Fire Damper | IC001.01.02
108-HVFD-0046 | Fire Damper, Pneumatic, Exhaust, Heli Lounge, Accom Nav Deck | Fire Damper | IC001.01.02
127-SPSM-0501 | Screen Mesh, Flame Screen, IG Gas Vent, IG Deck Water Seal | Screen Mesh | IC004.01.03
127-SPSM-0550 | Screen Mesh, Flame Screen, Vent, IG Generator A | Screen Mesh | IC004.01.03
127-SPSM-0570 | Screen Mesh, Vent, Oulet Line, IG Generator A | Screen Mesh | IC004.01.03
127-SPSM-7143 | Screen Mesh, Flame Screen, Vent, IG Blower No1 | Screen Mesh | IC004.01.03
127-SPSM-7343 | Screen Mesh, Flame Screen, Vent, IG Blower No2 | Screen Mesh | IC004.01.03
127-SPSM-7355 | Screen Mesh, Flame Screen, Vent, IG Generator B | Screen Mesh | IC004.01.03
127-SPSM-7356 | Screen Mesh, Vent, Outlet Line, IG Generator B | Screen Mesh | IC004.01.03
553-IR-4351 | Flame IR Detector, AFT Machinery Space Deck 2, Fire Zone 14 | Flame detector | DS001.01
553-IR-4550 | Flame IR Detector, AFT Machinery Space Deck 4, Fire Zone 14 | Flame detector | DS001.01
553-IR-4551 | Flame IR Detector, Starting Air Comp No1, AFT Machinery Space, FZ 14 | Flame detector | DS001.01
553-IR-4552 | Flame IR Detector, Auxi (Diesel) Starting Air Comp, AFT Machinery Space, FZ 14 | Flame detector | DS001.01
553-IR-4553 | Flame IR Detector, AFT Machinery Space Deck 4, Fire Zone 14 | Flame detector | DS001.01
553-IR-4554 | Flame IR Detector, AFT Machinery Space Deck 4, Fire Zone 14 | Flame detector | DS001.01
553-IR-4555 | Flame IR Detector, Ess Gen MGO Cooler No1, AFT Machinery Space Deck 4, FZ 14 | Flame detector | DS001.01
553-IR-4602 | Flame IR Detector, Produced Water HPU Room, AFT Machinery Space Deck 5, FZ 14 | Flame detector | DS001.01
553-IR-4603 | Flame IR Detector, PW System HPU, AFT Machinery Space Deck 5, Fire Zone 14 | Flame detector | DS001.01
553-IR-4750 | Flame IR Detector, IG Deck Seal Pump No1, AFT Machinery Space Tank Top, FZ 14 | Flame detector | DS001.01
553-IR-4751 | Flame IR Detector, AFT Machinery Space Tank Top Deck 5, Fire Zone 14 | Flame detector | DS001.01
553-IR-6111 | Flame IR Detector, Module TS061, Pancake Level | Flame detector | DS001.01
553-IR-6112 | Flame IR Detector, Module TS061, Pancake Level | Flame detector | DS001.01
553-IR-6113 | Flame IR Detector, Module TS061, Pancake Level | Flame detector | DS001.01
553-IR-6114 | Flame IR Detector, Module TS061, Pancake Level | Flame detector | DS001.01
553-IR-6115 | Flame IR Detector, Module TS061, Pancake Level | Flame detector | DS001.01
553-IR-6201 | Flame IR Detector, Pwr Gen 2, Power Generation 2 Module, Pancake Level | Flame detector | DS001.01
553-IR-6202 | Flame IR Detector, Pwr Gen 2, Power Generation 2 Module, Pancake Level | Flame detector | DS001.01
553-IR-6206 | Flame IR Detector, Pwr Gen 2, Power Generation 2 Module, Pancake Level | Flame detector | DS001.01
553-IR-6207 | Flame IR Detector, Pwr Gen 2, Power Generation 2 Module, Level 1 | Flame detector | DS001.01
553-IR-6209 | Flame IR Detector, Pwr Gen 2, Power Generation 2 Module, Level 1 | Flame detector | DS001.01
553-IR-6212 | Flame IR Detector, Pwr Gen 2, Power Generation 2 Module, Level 1 | Flame detector | DS001.01
555-SO-1004 | Smoke Detector, Stairway, Navigation Deck, Fire Zone 11 | Smoke Comustion Detecor | DS001.01
555-SO-1005 | Smoke Detector, E&I Trunk, Navigation Deck, Fire Zone 11 | Smoke Comustion Detecor | DS001.01
555-SO-1006 | Smoke Detector, E&I Trunk, Navigation Deck, Fire Zone 11 | Smoke Comustion Detecor | DS001.01
555-SO-1007 | Smoke Detector, False Floor TER, Navigation Deck, Fire Zone 11 | Smoke Comustion Detecor | DS001.01
555-SO-1009 | Smoke Detector, TER, Navigation Deck, Fire Zone 11 | Smoke Comustion Detecor | DS001.01
555-SO-1010 | Smoke Detector, Luggage Area, Navigation Deck, Fire Zone 11 | Smoke Comustion Detecor | DS001.01
555-SO-1011 | Smoke Detector, Heli Reception, Navigation Deck, Fire Zone 11 | Smoke Comustion Detecor | DS001.01
555-SO-1012 | Smoke Detector, Navigation Deck, Fire Zone 11 | Smoke Comustion Detecor | DS001.01
555-SO-1013 | Smoke Detector, Wheelhouse, Navigation Deck, Fire Zone 11 | Smoke Comustion Detecor | DS001.01
555-SO-1014 | Smoke Detector, Wheelhouse, Navigation Deck, Fire Zone 11 | Smoke Comustion Detecor | DS001.01
555-SO-1015 | Smoke Detector, False Ceiling, Wheelhouse, Navigation Deck, Fire Zone 11 | Smoke Comustion Detecor | DS001.01
555-SO-1017 | Smoke Detector, Wheelhouse, Navigation Deck, Fire Zone 11 | Smoke Comustion Detecor | DS001.01
555-SO-1018 | Smoke Detector, Navigation Deck, Fire Zone 11 | Smoke Comustion Detecor | DS001.01
555-SO-1019 | Smoke Detector, UPS Room, Navigation Deck, Fire Zone 11 | Smoke Comustion Detecor | DS001.01
555-SO-1021 | Smoke Detector, Janitor cupboard, Navigation Deck, Fire Zone 11 | Smoke Comustion Detecor | DS001.01
555-SO-1022 | Smoke Detector, Lobby, Navigation Deck, Fire Zone 11 | Smoke Comustion Detecor | DS001.01
555-SO-1023 | Smoke Detector, Pay Phone Room, Navigation Deck, Fire Zone 11 | Smoke Comustion Detecor | DS001.01
555-SO-1024 | Smoke Detector, Pay Phone Room 3, Navigation Deck, Fire Zone 11 | Smoke Comustion Detecor | DS001.01
555-SO-1050 | Smoke Detector, TER, Navigation Deck, Fire Zone 11 | Smoke Comustion Detecor | DS001.01
555-SO-1200 | Smoke Detector, AHU Room, F Deck, Fire Zone 11 | Smoke Comustion Detecor | DS001.01
555-SO-1201 | Smoke Detector, AHU Room, F Deck, Fire Zone 11 | Smoke Comustion Detecor | DS001.01
555-SO-1202 | Smoke Detector, Stairway, F Deck, Fire Zone 11 | Smoke Comustion Detecor | DS001.01
555-SO-1203 | Smoke Detector, Stairway, F Deck, Fire Zone 11 | Smoke Comustion Detecor | DS001.01
557-LT-0233 | Level Transmitter, Alarm, Tank Level, COT 2 CL | Transmitter, Level | SI001.01.01
557-LT-0273 | Level Transmitter, Alarm, Tank Level, COT 2 SB | Transmitter, Level | SI001.01.01
557-LT-0313 | Level Transmitter, Alarm, Tank Level, COT 3 PS | Transmitter, Level | SI001.01.01
557-LT-0323 | Level Transmitter, Alarm, Tank Level, COT 3 CL | Transmitter, Level | SI001.01.01
557-LT-0373 | Level Transmitter, Alarm, Tank Level, COT 3 SB | Transmitter, Level | SI001.01.01
557-LT-0413 | Level Transmitter, Alarm, Tank Level, COT 4 PS | Transmitter, Level | SI001.01.01
557-LT-0433 | Level Transmitter, Alarm, Tank Level, COT 4 CL | Transmitter, Level | SI001.01.01
557-LT-0473 | Level Transmitter, Alarm, Tank Level, COT 4 SB | Transmitter, Level | SI001.01.01
557-LT-0513 | Level Transmitter, Alarm, Tank Level, COT 5 PS | Transmitter, Level | SI001.01.01
557-LT-0533 | Level Transmitter, Alarm, Tank Level, COT 5 CL | Transmitter, Level | SI001.01.01
557-LT-0573 | Level Transmitter, Alarm, Tank Level, COT 5 SB | Transmitter, Level | SI001.01.01
557-LT-0633 | Level Transmitter, Alarm, Tank Level, COT 6 CL | Transmitter, Level | SI001.01.01
557-LT-0673 | Level Transmitter, Alarm, Tank Level, COT 6 SB | Transmitter, Level | SI001.01.01
557-LT-0733 | Level Transmitter, Alarm, Tank Level, COT 7 CL | Transmitter, Level | SI001.01.01
557-LT-0801 | Level Transmitter, Alarm, Water Ballast Tank No8 PS | Transmitter, Level | SD002.03.03
557-LT-0871 | Level Transmitter, Alarm, Water Ballast Tank No8 SB | Transmitter, Level | SD002.03.03
557-LT-0901 | Level Transmitter, Alarm, Water Ballast Tank No9 PS | Transmitter, Level | SD002.03.03
557-LT-0971 | Level Transmitter, Alarm, Water Ballast Tank No9 SB | Transmitter, Level | SD002.03.03
557-LT-1031 | Level Transmitter, Alarm, Water Ballast Tank No10 CL | Transmitter, Level | SD002.03.03
557-PST-003 | Pressure Transmitter, Shutdown, PW Tank SB, Level & Draft Gauging System | Transmitter, Pressure | SD002.03.01
120-PST-0006 | Pressure Transmitter, Safety, Shutdown, Gas to HP Flare Header | Transmitter, Pressure | SD002.03.01
120-PST-6102 | Pressure Transmitter, Shutdown, Test Heater Heating Medium Return To Header [NR13] | Transmitter, Pressure | SD002.03.01
120-PST-7703 | Pressure Transmitter, Shutdown, Heating Medium Return, Fuel Gas Superheater [NR13] | Transmitter, Pressure | SD002.03.01
120-SDV-0051 | Shutdown Valve, 2", Nitrogen From Nitrogen Supply Heater | Valve, Shutdown | SD001.01
120-SDV-6100 | Shutdown Valve, 8", Heating Medium Supply To Test Heater, 662-HEST-0100 | Valve, Shutdown | SD001.01
553-GIR-2754 | Gas Detector, LPGC 1, MGC A/B & Injection Compression Module, Pancake Level | Hydrocarbon Gas Detector | DS001.02
553-GIR-2755 | Gas Detector, LPGC 1, MGC A/B & Injection Compression Module, Pancake Level | Hydrocarbon Gas Detector | DS001.02
553-GIR-2757 | Gas Detector, LPGC 1, MGC A/B & Injection Compression Module, Pancake Level | Hydrocarbon Gas Detector | DS001.02
553-GIR-2758 | Gas Detector, LPGC 1, MGC A/B & Injection Compression Module, Pancake Level | Hydrocarbon Gas Detector | DS001.02
553-GIR-2762 | Gas Detector, LPGC 1, MGC A/B & Injection Compression Module, Level 1 | Hydrocarbon Gas Detector | DS001.02
553-GIR-2763 | Gas Detector, LPGC 1, MGC A/B & Injection Compression Module, Level 1 | Hydrocarbon Gas Detector | DS001.02
553-GIR-2765 | Gas Detector, LPGC 1, MGC A/B & Injection Compression Module, Level 1 | Hydrocarbon Gas Detector | DS001.02
553-GIR-2766 | Gas Detector, LPGC 1, MGC A/B & Injection Compression Module, Level 1 | Hydrocarbon Gas Detector | DS001.02
553-GIR-2768 | Gas Detector, LPGC 1, MGC A/B & Injection Compression Module, Level 2 | Hydrocarbon Gas Detector | DS001.02
553-GIR-2769 | Gas Detector, LPGC 1, MGC A/B & Injection Compression Module, Level 2 | Hydrocarbon Gas Detector | DS001.02
553-GIR-2770 | Gas Detector, LPGC 1, MGC A/B & Injection Compression Module, Level 2 | Hydrocarbon Gas Detector | DS001.02
553-GIR-2771 | Gas Detector, LPGC 1, MGC A/B & Injection Compression Module, Level 2 | Hydrocarbon Gas Detector | DS001.02
553-GIR-2772 | Gas Detector, LPGC 1, MGC A/B & Injection Compression Module, Level 2 | Hydrocarbon Gas Detector | DS001.02
553-GIR-2774 | Gas Detector, LPGC 1, MGC A/B & Injection Compression Module, Level 3 | Hydrocarbon Gas Detector | DS001.02
553-GIR-2775 | Gas Detector, LPGC 1, MGC A/B & Injection Compression Module, Level 3 | Hydrocarbon Gas Detector | DS001.02
553-GIR-2776 | Gas Detector, LPGC 1, MGC A/B & Injection Compression Module, Level 3 | Hydrocarbon Gas Detector | DS001.02
553-GIR-2777 | Gas Detector, LPGC 1, MGC A/B & Injection Compression Module, Pancake Level | Hydrocarbon Gas Detector | DS001.02
553-GIR-2778 | Gas Detector, LPGC 1, MGC A/B & Injection Compression Module, Level 1 | Hydrocarbon Gas Detector | DS001.02
553-GIR-2853 | Gas Detector, LP Separator, LP Separation Module, Pancake Level | Hydrocarbon Gas Detector | DS001.02
553-GIR-2855 | Gas Detector, LP Separator, LP Separation Module, Pancake Level | Hydrocarbon Gas Detector | DS001.02
553-GIR-2857 | Gas Detector, LP Separator, LP Separation Module, Pancake Level | Hydrocarbon Gas Detector | DS001.02
553-GRX-7158 | Gas Detector, PI Manifold, Riser and Manifold 4 Module, Level 2 | Hydrocarbon Gas Detector | DS001.02
553-GRX-7163 | Gas Detector, PI Manifold, Riser and Manifold 4 Module, Level 3 | Hydrocarbon Gas Detector | DS001.02
553-GRX-7171 | Gas Detector, PI Manifold, Riser and Manifold 4 Module, Level 1 | Hydrocarbon Gas Detector | DS001.02
553-GRX-7172 | Gas Detector, PI Manifold, Riser and Manifold 4 Module, Level 3 | Hydrocarbon Gas Detector | DS001.02
553-GRX-7255 | Gas Detector, PI Manifold, Riser and Manifold 3 Module, Level 1 | Hydrocarbon Gas Detector | DS001.02
553-GRX-7260 | Gas Detector, PI Manifold, Riser and Manifold 3 Module, Level 2 | Hydrocarbon Gas Detector | DS001.02
553-GRX-7268 | Gas Detector, PI Manifold, Riser and Manifold 3 Module, Level 3 | Hydrocarbon Gas Detector | DS001.02
553-GRX-7274 | Gas Detector, PI Manifold, Riser and Manifold 3 Module, Level 2 | Hydrocarbon Gas Detector | DS001.02
553-GRX-7275 | Gas Detector, PI Manifold, Riser and Manifold 3 Module, Level 3 | Hydrocarbon Gas Detector | DS001.02
553-GRX-7357 | Gas Detector, PI Manifold, Riser and Manifold 2 Module, Level 2 | Hydrocarbon Gas Detector | DS001.02
553-GRX-7361 | Gas Detector, PI Manifold, Riser and Manifold 2 Module, Level 3 | Hydrocarbon Gas Detector | DS001.02
553-GRX-7364 | Gas Detector, PI Manifold, Riser and Manifold 2 Module, Level 3 | Hydrocarbon Gas Detector | DS001.02
553-GRX-7370 | Gas Detector, PI Manifold, Riser and Manifold 2 Module, Level 1 | Hydrocarbon Gas Detector | DS001.02
553-GRX-7371 | Gas Detector, PI Manifold, Riser and Manifold 2 Module, Level 2 | Hydrocarbon Gas Detector | DS001.02
553-GRX-7454 | Gas Detector, PI Manifold, Riser and Manifold 1 Module, Level 1 | Hydrocarbon Gas Detector | DS001.02
553-GRX-7460 | Gas Detector, PI Manifold, Riser and Manifold 1 Module, Level 2 | Hydrocarbon Gas Detector | DS001.02
553-GRX-7466 | Gas Detector, PI Manifold, Riser and Manifold 1 Module, Level 3 | Hydrocarbon Gas Detector | DS001.02
553-GRX-7470 | Gas Detector, PI Manifold, Riser and Manifold 1 Module, Level 1 | Hydrocarbon Gas Detector | DS001.02
553-GRX-7471 | Gas Detector, PI Manifold, Riser and Manifold 1 Module, Level 2 | Hydrocarbon Gas Detector | DS001.02
553-GRX-7605 | Gas Detector, CO2/SB, Fuel Gas Treatment Module, Level 1 | Hydrocarbon Gas Detector | DS001.02
553-GRX-7606 | Gas Detector, CO2/SB, Fuel Gas Treatment Module, Level 1 | Hydrocarbon Gas Detector | DS001.02
553-GTX-2251 | Gas Detector, Flare KO Drum & Chemical Injection Module, Pancake Level | Hydrocarbon Gas Detector | DS001.02
555-MAC-4740 | Manual Alarm Callpoint, AFT Machinery Space Tank Top Deck 5, Fire Zone 14 | Call point, Alarm | ER003.01
555-MAC-4741 | Manual Alarm Callpoint, AFT Machinery Space Tank Top Deck 5, Fire Zone 14 | Call point, Alarm | ER003.01
555-MAC-4742 | Manual Alarm Callpoint, AFT Machinery Space Tank Top Deck 5, Fire Zone 14 | Call point, Alarm | ER003.01
555-MAC-4743 | Manual Alarm Callpoint, db void 7s, AFT Machinery Space Tank Top Deck 5, FZ 14 | Call point, Alarm | ER003.01
557-PST-0003 | Pressure Transmitter, Shutdown, PW Tank SB, Level & Draft Gauging System | Transmitter, Pressure | SD002.03.01
557-PST-0083 | Pressure Transmitter, Shutdown, Slop Tank PS, Level & Draft Gauging System | Transmitter, Pressure | SD002.03.01
557-PST-0086 | Pressure Transmitter, Shutdown, Slop Tank SB, Level & Draft Gauging System | Transmitter, Pressure | SD002.03.01
557-PST-0115 | Pressure Transmitter, Safety Shutdown, Tank Pressure, COT 1 CL | Transmitter, Pressure | SD002.03.01
557-PST-0215 | Pressure Transmitter, Safety Shutdown, Tank Pressure, COT 2 PS | Transmitter, Pressure | SD002.03.01
557-PST-0235 | Pressure Transmitter, Safety Shutdown, Tank Pressure, COT 2 CL | Transmitter, Pressure | SD002.03.01
557-PST-0275 | Pressure Transmitter, Safety Shutdown, Tank Pressure, COT 2 SB | Transmitter, Pressure | SD002.03.01
557-PST-0315 | Pressure Transmitter, Safety Shutdown, Tank Pressure, COT 3 PS | Transmitter, Pressure | SD002.03.01
557-PST-0325 | Pressure Transmitter, Safety Shutdown, Tank Pressure, COT 3 CL | Transmitter, Pressure | SD002.03.01
557-PST-0375 | Pressure Transmitter, Safety Shutdown, Tank Pressure, COT 3 SB | Transmitter, Pressure | SD002.03.01
557-PST-0415 | Pressure Transmitter, Safety Shutdown, Tank Pressure, COT 4 PS | Transmitter, Pressure | SD002.03.01
557-PST-0435 | Pressure Transmitter, Safety Shutdown, Tank Pressure, COT 4 CL | Transmitter, Pressure | SD002.03.01
557-PST-0475 | Pressure Transmitter, Safety Shutdown, Tank Pressure, COT 4 SB | Transmitter, Pressure | SD002.03.01
557-PST-0515 | Pressure Transmitter, Safety Shutdown, Tank Pressure, COT 5 PS | Transmitter, Pressure | SD002.03.01
557-PST-0535 | Pressure Transmitter, Safety Shutdown, Tank Pressure, COT 5 CL | Transmitter, Pressure | SD002.03.01
557-PST-0575 | Pressure Transmitter, Safety Shutdown, Tank Pressure, COT 5 SB | Transmitter, Pressure | SD002.03.01
557-PST-0615 | Pressure Transmitter, Safety Shutdown, Tank Pressure, COT 6 PS | Transmitter, Pressure | SD002.03.01
108-HVFD-0047 | Fire Damper, Pneumatic, Supply, Safety Equip Lkr, Accom Main Deck | Fire Damper | IC001.01.02
108-HVFD-0048 | Fire Damper, Pneumatic, Exh, Galley Condense Hood, Accom B Deck | Fire Damper | IC001.01.02
108-HVFD-0049 | Fire Damper, Pneumatic, Supply, Battery Room, Accom Nav Deck | Fire Damper | IC001.01.02
108-HVFD-0050 | Fire Damper, Pneumatic, Exhaust, Galley (Outdoor), Accom C Deck | Fire Damper | IC001.01.02
108-HVFD-0051 | Fire Damper, Pneumatic, Exhaust, ERB #2, Accom A Deck | Fire Damper | IC001.01.02
108-HVFD-0052 | Fire Damper, Pneumatic, Exhaust, Lift Machinery Room, Accom Top Deck | Fire Damper | IC001.01.02
108-HVFD-0053 | Fire Damper, Pneumatic, Exhaust, Laundry, Accom C Deck | Fire Damper | IC001.01.02
108-HVFD-0054 | Fire Damper, Pneumatic, Exhaust, Laundry, Accom C Deck | Fire Damper | IC001.01.02
108-HVFD-0055 | Fire Damper, Pneumatic, Exhaust, Laundry, Accom C Deck | Fire Damper | IC001.01.02
108-HVFD-0056 | Fire Damper, Pneumatic, Exhaust, Laundry, Accom C Deck | Fire Damper | IC001.01.02
108-HVFD-0057 | Fire Damper, Pneumatic, Exhaust, Laundry, Accom C Deck | Fire Damper | IC001.01.02
108-HVFD-0058 | Fire Damper, Pneumatic, Exhaust, Corridor, Accom C Deck | Fire Damper | IC001.01.02
108-HVFD-0609 | Fire Damper, Pneumatic, Exhaust, Deck Foam Room | Fire Damper | IC001.01.02
108-HVFD-0610 | Fire Damper, Pneumatic, Exhaust, Deck Foam Room | Fire Damper | IC001.01.02
108-HVFD-0611 | Fire Damper, Pneumatic, Supply, Deck Foam Room | Fire Damper | IC001.01.02
108-HVFD-0612 | Fire Damper, Pneumatic, Supply, Purifier Room | Fire Damper | IC001.01.02
108-HVFD-0613 | Fire Damper, Pneumatic, Exhaust, Purifier Room | Fire Damper | IC001.01.02
108-HVFD-0614 | Fire Damper, Pneumatic, Supply, ECR Fresh Air | Fire Damper | IC001.01.02
108-HVFD-0615 | Fire Damper, Pneumatic, Supply, Vessel Equipment Room (LV) | Fire Damper | IC001.01.02
108-HVFD-0616 | Fire Damper, Pneumatic, Supply, Vessel Equipment Room (HV) | Fire Damper | IC001.01.02
108-HVFD-0617 | Fire Damper, Pneumatic, Exhaust, Vessel Equipment Room (HV) | Fire Damper | IC001.01.02
108-HVFD-0618 | Fire Damper, Pneumatic, Exhaust, Vessel Equipment Room (LV) | Fire Damper | IC001.01.02
116-SDV-5100A | Shutdown Valve, 3", Auto Isol Valve, Liquid Fuel Forwarding Skid, Pwr Gen Pkge A | Valve, Shutdown | SD001.01
116-SDV-5100B | Shutdown Valve, 3", Auto Isol Valve, Liquid Fuel Forwarding Skid, Pwr Gen Pkge B | Valve, Shutdown | SD001.01
116-SDV-5100C | Shutdown Valve, 3", Auto Isol Valve, Liquid Fuel Forwarding Skid, Pwr Gen Pkge C | Valve, Shutdown | SD001.01
116-SDV-5100D | Shutdown Valve, 3", Auto Isol Valve, Liquid Fuel Forwarding Skid, Pwr Gen Pkge D | Valve, Shutdown | SD001.01
331-DM-3350 | Push Button, Emergency, LPGC 2, MGC A/B & Inj Comp Module, Pancake Level | Input device on/off Push button | PS008.02.02
331-DM-3580 | Push Button, Emergency, PI Manifold, Riser and Manifold 4 Module, Lvl 1 | Input device on/off Push button | PS008.02.02
331-DM-3670 | Push Button, Emergency, PI Manifold, Riser and Manifold 3 Module, Lvl 1 | Input device on/off Push button | PS008.02.02
331-DM-3690 | Push Button, Emergency, HP Separator, HP Separation Module, Pancake Lvl | Input device on/off Push button | PS008.02.02
331-DM-3750 | Push Button, Emergency, Water Inj and Utilities Module | Input device on/off Push button | PS008.02.02
331-DM-3760 | Push Button, Emergency, Water Inj and Utilities Module | Input device on/off Push button | PS008.02.02
331-DM-3850 | Push Button, Emergency, PI Manifold, Riser and Manifold 2 Module, Lvl 1 | Input device on/off Push button | PS008.02.02
331-DM-3970 | Push Button, Emergency, PI Manifold, Riser and Manifold 1 Module, Lvl 1 | Input device on/off Push button | PS008.02.02
331-FM-5501 | Push Button, Emergency, Flare KO Drum & Chemical Injection Module, Level 2 | Input device on/off Push button | PS003.01.02
331-FM-5502 | Push Button, Emergency, Pwr Gen 2, Power Generation 2 Module, Lvl 1 | Input device on/off Push button | PS003.01.02
331-FM-5506 | Push Button, Emergency, Water Inj and Utilities Module, Lvl 4 | Input device on/off Push button | PS003.01.02
552-CP-2410 | ICSS Panel, Vessel ICSS CPU & I/O Panel (PSS) Bay A, AER, Main Deck | ICSS Local Control Panel | SD002.03.06
553-DM-3360 | Push Button, Emergency, LPGC 2, MGC A/B & Inj Comp Module, Pancake Level | Input device on/off Push button | PS008.02.02
553-DM-3460 | Push Button, Emergency, LPGC 1, MGC A/B / Inj Comp Module, Pancake Lvl | Input device on/off Push button | PS008.02.02
553-DM-3560 | Push Button, Emergency, M/I Gas Comp, TEG Regen / Inj Comp Module, Pancake Lvl | Input device on/off Push button | PS008.02.02
553-DM-3650 | Push Button, Emergency, HP Separator, HP Separation Module, Pancake Lvl | Input device on/off Push button | PS008.02.02
553-DM-4650 | Push Button, Emergency, Metering Package 664-PKFI-7100 | Input device on/off Push button | PS008.02.02
553-IR-6213 | Flame IR Detector, Pwr Gen 2, Power Generation 2 Module, Level 1 | Flame detector | DS001.01
553-IR-6216 | Flame IR Detector, Pwr Gen 2, Power Generation 2 Module, Level 1 | Flame detector | DS001.01
553-IR-6311 | Flame IR Detector, Module TS062, Pancake Level | Flame detector | DS001.01
553-IR-6312 | Flame IR Detector, Module TS062, Pancake Level | Flame detector | DS001.01
553-IR-6313 | Flame IR Detector, Module TS062, Pancake Level | Flame detector | DS001.01
553-IR-6314 | Flame IR Detector, Module TS062, Pancake Level | Flame detector | DS001.01
553-IR-6315 | Flame IR Detector, Module TS062, Pancake Level | Flame detector | DS001.01
553-IR-6316 | Flame IR Detector, Module TS062, Pancake Level | Flame detector | DS001.01
553-IR-6402 | Flame IR Detector, Pwr Gen 1, Power Generation 1 Module, Pancake Level | Flame detector | DS001.01
553-IR-6405 | Flame IR Detector, Pwr Gen 1, Power Generation 1 Module, Pancake Level | Flame detector | DS001.01
553-IR-6407 | Flame IR Detector, Pwr Gen 1, Power Generation 1 Module, Pancake Level | Flame detector | DS001.01
553-IR-6408 | Flame IR Detector, Pwr Gen 1, Power Generation 1 Module, Level 1 | Flame detector | DS001.01
553-IR-6409 | Flame IR Detector, Pwr Gen 1, Power Generation 1 Module, Level 1 | Flame detector | DS001.01
553-IR-6410 | Flame IR Detector, Pwr Gen 1, Power Generation 1 Module, Level 1 | Flame detector | DS001.01
553-IR-6413 | Flame IR Detector, Pwr Gen 1, Power Generation 1 Module, Level 1 | Flame detector | DS001.01
553-IR-6414 | Flame IR Detector, Pwr Gen 1, Power Generation 1 Module, Level 1 | Flame detector | DS001.01
553-IR-6500 | Flame IR Detector, Local Equipment Room Module, Level 1 | Flame detector | DS001.01
553-IR-6584 | Flame IR Detector, Metering Package 664-PKFI-7100 | Flame detector | DS001.01
553-IR-6585 | Flame IR Detector, Metering Package 664-PKFI-7100 | Flame detector | DS001.01
553-IR-6586 | Flame IR Detector, Module TS062, First Level | Flame detector | DS001.01
553-IR-6587 | Flame IR Detector, Metering Package 664-PKFI-7100 | Flame detector | DS001.01
553-IR-6588 | Flame IR Detector, Metering Package 664-PKFI-7100 | Flame detector | DS001.01
555-SO-1204 | Smoke Detector, E&I Trunk, F Deck, Fire Zone 11 | Smoke Comustion Detecor | DS001.01
555-SO-1205 | Smoke Detector, E&I Trunk, F Deck, Fire Zone 11 | Smoke Comustion Detecor | DS001.01
555-SO-1206 | Smoke Detector, Cabin 2P, F Deck, Fire Zone 11 | Smoke Comustion Detecor | DS001.01
555-SO-1207 | Smoke Detector, Cabin 2P, F Deck, Fire Zone 11 | Smoke Comustion Detecor | DS001.01
555-SO-1208 | Smoke Detector, Cabin 2P, F Deck, Fire Zone 11 | Smoke Comustion Detecor | DS001.01
555-SO-1209 | Smoke Detector, Cabin 2P, F Deck, Fire Zone 11 | Smoke Comustion Detecor | DS001.01
555-SO-1210 | Smoke Detector, False Ceiling, Cabin 2P, F Deck, Fire Zone 11 | Smoke Comustion Detecor | DS001.01
555-SO-1211 | Smoke Detector, Cabin 2P, F Deck, Fire Zone 11 | Smoke Comustion Detecor | DS001.01
555-SO-1212 | Smoke Detector, Cabin 2P, F Deck, Fire Zone 11 | Smoke Comustion Detecor | DS001.01
555-SO-1213 | Smoke Detector, Cabin 2P, F Deck, Fire Zone 11 | Smoke Comustion Detecor | DS001.01
555-SO-1214 | Smoke Detector, Cabin 2P, F Deck, Fire Zone 11 | Smoke Comustion Detecor | DS001.01
555-SO-1215 | Smoke Detector, main AHU 2, F Deck, Fire Zone 11 | Smoke Comustion Detecor | DS001.01
555-SO-1216 | Smoke Detector, main AHU 1, F Deck, Fire Zone 11 | Smoke Comustion Detecor | DS001.01
555-SO-1217 | Smoke Detector, Janitor Room, F Deck, Fire Zone 11 | Smoke Comustion Detecor | DS001.01
555-SO-1218 | Smoke Detector, F Deck, Fire Zone 11 | Smoke Comustion Detecor | DS001.01
555-SO-1219 | Smoke Detector, Luggage Locker, F Deck, Fire Zone 11 | Smoke Comustion Detecor | DS001.01
555-SO-1220 | Smoke Detector, Cabin 2P, F Deck, Fire Zone 11 | Smoke Comustion Detecor | DS001.01
555-SO-1221 | Smoke Detector, Cabin 2P, F Deck, Fire Zone 11 | Smoke Comustion Detecor | DS001.01
555-SO-1222 | Smoke Detector, Cabin 2P, F Deck, Fire Zone 11 | Smoke Comustion Detecor | DS001.01
555-SO-1223 | Smoke Detector, Cabin 2P, F Deck, Fire Zone 11 | Smoke Comustion Detecor | DS001.01
555-SO-1224 | Smoke Detector, Cabin 2P, F Deck, Fire Zone 11 | Smoke Comustion Detecor | DS001.01
555-SO-1225 | Smoke Detector, Cabin 2P, F Deck, Fire Zone 11 | Smoke Comustion Detecor | DS001.01
555-SO-1226 | Smoke Detector, Cabin 2P, F Deck, Fire Zone 11 | Smoke Comustion Detecor | DS001.01
122-FST-0101 | Flow Transmitter, Shutdown, SW Inlet, IG Deck Water Seal | Transmitter, Flow | SD002.03.04
553-GIR-2858 | Gas Detector, LP Separator, LP Separation Module, Pancake Level | Hydrocarbon Gas Detector | DS001.02
553-GIR-2859 | Gas Detector, LP Separator, LP Separation Module, Pancake Level | Hydrocarbon Gas Detector | DS001.02
553-GIR-2860 | Gas Detector, LP Separator, LP Separation Module, Level 1 | Hydrocarbon Gas Detector | DS001.02
553-GIR-2866 | Gas Detector, LP Separator, LP Separation Module, Level 1 | Hydrocarbon Gas Detector | DS001.02
553-GIR-2872 | Gas Detector, LP Separator, LP Separation Module, Level 4 | Hydrocarbon Gas Detector | DS001.02
553-GIR-2874 | Gas Detector, LP Separator, LP Separation Module, Level 3 | Hydrocarbon Gas Detector | DS001.02
553-GIR-2875 | Gas Detector, LP Separator, LP Separation Module, Level 3 | Hydrocarbon Gas Detector | DS001.02
553-GIR-2951 | Gas Detector, MGC/IGC, TEG Regen & Inj Compression Module, Level 3 | Hydrocarbon Gas Detector | DS001.02
553-GIR-2952 | Gas Detector, MGC/IGC, TEG Regen & Inj Compression Module, Level 3 | Hydrocarbon Gas Detector | DS001.02
553-GIR-2953 | Gas Detector, MGC/IGC, TEG Regen & Inj Compression Module, Level 3 | Hydrocarbon Gas Detector | DS001.02
553-GIR-2954 | Gas Detector, MGC/IGC, TEG Regen & Inj Compression Module, Pancake Level | Hydrocarbon Gas Detector | DS001.02
553-GIR-2955 | Gas Detector, MGC/IGC, TEG Regen & Inj Compression Module, Pancake Level | Hydrocarbon Gas Detector | DS001.02
553-GIR-2956 | Gas Detector, CO2/SB, Fuel Gas Treatment Module, Level 2 | Hydrocarbon Gas Detector | DS001.02
553-GIR-2957 | Gas Detector, MGC/IGC, TEG Regen & Inj Compression Module, Pancake Level | Hydrocarbon Gas Detector | DS001.02
553-GIR-2958 | Gas Detector, CO2/SB, Fuel Gas Treatment Module, Level 2 | Hydrocarbon Gas Detector | DS001.02
553-GIR-2959 | Gas Detector, CO2/SB, Fuel Gas Treatment Module, Level 2 | Hydrocarbon Gas Detector | DS001.02
553-GIR-2960 | Gas Detector, MGC/IGC, TEG Regen & Inj Compression Module, Pancake Level | Hydrocarbon Gas Detector | DS001.02
553-GIR-2961 | Gas Detector, MGC/IGC, TEG Regen & Inj Compression Module, Pancake Level | Hydrocarbon Gas Detector | DS001.02
553-GIR-2964 | Gas Detector, MGC/IGC, TEG Regen & Inj Compression Module, Level 1 | Hydrocarbon Gas Detector | DS001.02
553-GIR-2965 | Gas Detector, MGC/IGC, TEG Regen & Inj Compression Module, Level 1 | Hydrocarbon Gas Detector | DS001.02
553-GIR-2967 | Gas Detector, MGC/IGC, TEG Regen & Inj Compression Module, Level 1 | Hydrocarbon Gas Detector | DS001.02
553-GIR-2968 | Gas Detector, CO2/SB, Fuel Gas Treatment Module, Level 2 | Hydrocarbon Gas Detector | DS001.02
553-GTX-2264 | Gas Detector, Flare KO Drum & Chemical Injection Module, Pancake Level | Hydrocarbon Gas Detector | DS001.02
553-GTX-2656 | Gas Detector, CO2/SB, Fuel Gas Treatment Module, Level 2 | Hydrocarbon Gas Detector | DS001.02
553-GTX-2661 | Gas Detector, CO2/SB, Fuel Gas Treatment Module, Pancake Level | Hydrocarbon Gas Detector | DS001.02
553-GTX-2663 | Gas Detector, CO2/SB, Fuel Gas Treatment Module, Pancake Level | Hydrocarbon Gas Detector | DS001.02
553-GTX-2667 | Gas Detector, CO2/SB, Fuel Gas Treatment Module, Level 1 | Hydrocarbon Gas Detector | DS001.02
553-GTX-2670 | Gas Detector, CO2/SB, Fuel Gas Treatment Module, Level 1 | Hydrocarbon Gas Detector | DS001.02
553-GTX-2675 | Gas Detector, CO2/SB, Fuel Gas Treatment Module, Level 2 | Hydrocarbon Gas Detector | DS001.02
553-GTX-2676 | Gas Detector, CO2/SB, Fuel Gas Treatment Module, Level 2 | Hydrocarbon Gas Detector | DS001.02
553-GTX-2680 | Gas Detector, CO2/SB, Fuel Gas Treatment Module, Level 3 | Hydrocarbon Gas Detector | DS001.02
553-GTX-2751 | Gas Detector, LPGC 1, MGC A/B & Injection Compression Module, Pancake Level | Hydrocarbon Gas Detector | DS001.02
553-GTX-2756 | Gas Detector, LPGC 1, MGC A/B & Injection Compression Module, Pancake Level | Hydrocarbon Gas Detector | DS001.02
553-GTX-2760 | Gas Detector, LPGC 1, MGC A/B & Injection Compression Module, Level 1 | Hydrocarbon Gas Detector | DS001.02
553-GTX-2761 | Gas Detector, LPGC 1, MGC A/B & Injection Compression Module, Level 1 | Hydrocarbon Gas Detector | DS001.02
553-GTX-2764 | Gas Detector, LPGC 1, MGC A/B & Injection Compression Module, Level 1 | Hydrocarbon Gas Detector | DS001.02
553-GTX-2767 | Gas Detector, LPGC 1, MGC A/B & Injection Compression Module, Level 2 | Hydrocarbon Gas Detector | DS001.02
553-GTX-2790 | Gas Detector, LPGC 1, MGC A/B & Injection Compression Module, Pancake Level | Hydrocarbon Gas Detector | DS001.02
553-GTX-2791 | Gas Detector, LPGC 1, MGC A/B & Injection Compression Module, Pancake Level | Hydrocarbon Gas Detector | DS001.02
553-GTX-2792 | Gas Detector, LPGC 1, MGC A/B & Injection Compression Module, Level 1 | Hydrocarbon Gas Detector | DS001.02
553-GTX-2793 | Gas Detector, LPGC 1, MGC A/B & Injection Compression Module, Level 1 | Hydrocarbon Gas Detector | DS001.02
553-GTX-2794 | Gas Detector, LPGC 1, MGC A/B & Injection Compression Module, Level 2 | Hydrocarbon Gas Detector | DS001.02
553-GTX-2795 | Gas Detector, LPGC 1, MGC A/B & Injection Compression Module, Level 3 | Hydrocarbon Gas Detector | DS001.02
557-PST-0635 | Pressure Transmitter, Safety Shutdown, Tank Pressure, COT 6 CL | Transmitter, Pressure | SD002.03.01
557-PST-0675 | Pressure Transmitter, Safety Shutdown, Tank Pressure, COT 6 SB | Transmitter, Pressure | SD002.03.01
557-PST-0715 | Pressure Transmitter, Safety Shutdown, Tank Pressure, COT 7 PS | Transmitter, Pressure | SD002.03.01
557-PST-0735 | Pressure Transmitter, Safety Shutdown, Tank Pressure, COT 7 CL | Transmitter, Pressure | SD002.03.01
557-PST-0775 | Pressure Transmitter, Safety Shutdown, Tank Pressure, COT 7 SB | Transmitter, Pressure | SD002.03.01
108-HVFD-0621 | Fire Damper, Pneumatic, Supply, Stores | Fire Damper | IC001.01.02
108-HVFD-0622 | Fire Damper, Pneumatic, Supply, Stores | Fire Damper | IC001.01.02
108-HVFD-0623 | Fire Damper, Pneumatic, Exhaust, PW HPU Room | Fire Damper | IC001.01.02
108-HVFD-0624 | Fire Damper, Pneumatic, Supply, PW HPU Room | Fire Damper | IC001.01.02
108-HVFD-0625 | Fire Damper, Pneumatic, Supply, Aft Machinery Space SB | Fire Damper | IC001.01.02
108-HVFD-0626 | Fire Damper, Pneumatic, Supply, Aft Auxiliary Space SB | Fire Damper | IC001.01.02
108-HVFD-0627 | Fire Damper, Pneumatic, Exhaust, Mechanical Workshop | Fire Damper | IC001.01.02
108-HVFD-0628 | Fire Damper, Pneumatic, Supply, Mechanical Workshop | Fire Damper | IC001.01.02
108-HVFD-0701 | Fire Damper, Pneumatic, Exhaust, Fwd Fire Pump Room 1 | Fire Damper | IC001.01.02
108-HVFD-0702 | Fire Damper, Pneumatic, Supply, Fwd Fire Pump Room 1 | Fire Damper | IC001.01.02
108-HVFD-0703 | Fire Damper, Pneumatic, Supply, Fwd Fire Pump Room 2 | Fire Damper | IC001.01.02
108-HVFD-0704 | Fire Damper, Pneumatic, Exhaust, Fwd Fire Pump Room 2 | Fire Damper | IC001.01.02
108-HVFD-0705 | Fire Damper, Pneumatic, Exhaust, Fwd Inergen Extinguish System Room | Fire Damper | IC001.01.02
108-HVFD-0706 | Fire Damper, Pneumatic, Supply, Fwd Inergen Extinguish System Room | Fire Damper | IC001.01.02
108-HVFD-0707 | Fire Damper, Pneumatic, Supply, Access, HPU & Piping Room | Fire Damper | IC001.01.02
108-HVFD-0708 | Fire Damper, Pneumatic, Exhaust, Access, HPU & Piping Rooms | Fire Damper | IC001.01.02
108-HVFD-0709 | Fire Damper, Pneumatic, Supply, FER 1&2 | Fire Damper | IC001.01.02
108-HVFD-0710 | Fire Damper, Pneumatic, Supply, FER 1&2 | Fire Damper | IC001.01.02
108-HVFD-0711 | Fire Damper, Pneumatic, Supply, Fwd Fire Fighting Room | Fire Damper | IC001.01.02
108-HVFD-0712 | Fire Damper, Pneumatic, Supply, Fwd Fire Fighting Room | Fire Damper | IC001.01.02
108-HVFD-0714 | Fire Damper, Pneumatic, Exhaust, FER 2 | Fire Damper | IC001.01.02
108-HVFD-0715 | Fire Damper, Pneumatic, Supply, Hose/Hawser/Quick Release HPU Room | Fire Damper | IC001.01.02
113-LT-5001 | Level Transmitter, Hose Reel Drain Tank, (AFT Offloading), Draft Gauging System | Transmitter, Level | ER008.01.02
553-EM-2703 | Push Button, Emergency, LPGC 1, MGC A/B / Inj Comp Module, Pancake Lvl | Input device on/off Push button | PS008.02.02
553-EM-2910 | Push Button, Emergency, M/I Gas Comp, TEG Regen / Inj Comp Module, Pancake Lvl | Input device on/off Push button | PS008.02.02
553-EM-3303 | Push Button, Emergency, HP Separator, HP Separation Module, Pancake Lvl | Input device on/off Push button | PS008.02.02
553-EM-3304 | Push Button, Emergency, HP Separator, HP Separation Module, Pancake Lvl | Input device on/off Push button | PS008.02.02
553-EM-3803 | Push Button, Emergency, LPGC 2, MGC A/B & Inj Comp Module, Pancake Level | Input device on/off Push button | PS008.02.02
553-EM-7118 | Push Button, Emergency, PI Manifold, Riser and Manifold 4 Module, Lvl 1 | Input device on/off Push button | PS008.02.02
553-EM-7219 | Push Button, Emergency, PI Manifold, Riser and Manifold 3 Module, Lvl 1 | Input device on/off Push button | PS008.02.02
553-EM-7391 | Push Button, Emergency, PI Manifold, Riser and Manifold 2 Module, Lvl 1 | Input device on/off Push button | PS008.02.02
553-EM-7419 | Push Button, Emergency, PI Manifold, Riser and Manifold 1 Module, Lvl 1 | Input device on/off Push button | PS008.02.02
553-HR-3224 | Heat Detector, Paint Store, Main Deck, Fire Zone 11 | Heat Detector | DS001.01
553-IR-1050 | Flame IR Detector, Helipad | Flame detector | DS001.01
553-IR-1051 | Flame IR Detector, Helipad | Flame detector | DS001.01
553-IR-1052 | Flame IR Detector, Helipad | Flame detector | DS001.01
553-IR-2221 | Flame IR Detector, Flare KO Drum & Chemical Injection Module, Pancake Level | Flame detector | DS001.01
553-IR-2222 | Flame IR Detector, Flare KO Drum & Chemical Injection Module, Pancake Level | Flame detector | DS001.01
553-IR-2223 | Flame IR Detector, Flare KO Drum & Chemical Injection Module, Pancake Level | Flame detector | DS001.01
553-IR-2224 | Flame IR Detector, Flare KO Drum & Chemical Injection Module, Pancake Level | Flame detector | DS001.01
553-IR-2225 | Flame IR Detector, Flare KO Drum & Chemical Injection Module, Pancake Level | Flame detector | DS001.01
553-IR-2226 | Flame IR Detector, Flare KO Drum & Chemical Injection Module, Pancake Level | Flame detector | DS001.01
553-IR-2227 | Flame IR Detector, Flare KO Drum & Chemical Injection Module, Pancake Level | Flame detector | DS001.01
553-IR-6589 | Flame IR Detector, Metering Package 664-PKFI-7100 | Flame detector | DS001.01
553-IR-6691 | Flame IR Detector, SB, AUX. Laydown Module, Main Deck, Under TS 152 | Flame detector | DS001.01
553-IR-7050 | Flame IR Detector, FWD Fire Pump Room 1, FWD Machinery Main Deck, Fire Zone 16 | Flame detector | DS001.01
553-IR-7051 | Flame IR Detector, FWD Fire Pump Room 1, FWD Machinery Main Deck, Fire Zone 16 | Flame detector | DS001.01
553-IR-7052 | Flame IR Detector, FWD Fire Pump Room 2, FWD Machinery Main Deck, Fire Zone 16 | Flame detector | DS001.01
553-IR-7053 | Flame IR Detector, FWD Fire Pump Room 2, FWD Machinery Main Deck, Fire Zone 16 | Flame detector | DS001.01
553-IR-7121 | Flame IR Detector, PI Manifold, Riser and Manifold 4 Module, Level 1 | Flame detector | DS001.01
553-IR-7122 | Flame IR Detector, PI Manifold, Riser and Manifold 4 Module, Level 1 | Flame detector | DS001.01
553-IR-7123 | Flame IR Detector, PI Manifold, Riser and Manifold 4 Module, Level 1 | Flame detector | DS001.01
553-IR-7124 | Flame IR Detector, PI Manifold, Riser and Manifold 4 Module, Level 1 | Flame detector | DS001.01
553-IR-7125 | Flame IR Detector, PI Manifold, Riser and Manifold 4 Module, Level 2 | Flame detector | DS001.01
553-IR-7126 | Flame IR Detector, PI Manifold, Riser and Manifold 4 Module, Level 2 | Flame detector | DS001.01
553-IR-7127 | Flame IR Detector, PI Manifold, Riser and Manifold 4 Module, Level 2 | Flame detector | DS001.01
553-IR-7128 | Flame IR Detector, PI Manifold, Riser and Manifold 4 Module, Level 2 | Flame detector | DS001.01
553-IR-7129 | Flame IR Detector, PI Manifold, Riser and Manifold 4 Module, Level 2 | Flame detector | DS001.01
553-IR-7130 | Flame IR Detector, PI Manifold, Riser and Manifold 4 Module, Level 3 | Flame detector | DS001.01
553-IR-7131 | Flame IR Detector, PI Manifold, Riser and Manifold 4 Module, Level 3 | Flame detector | DS001.01
553-IR-7133 | Flame IR Detector, PI Manifold, Riser and Manifold 4 Module, Level 3 | Flame detector | DS001.01
553-IR-7134 | Flame IR Detector, PI Manifold, Riser and Manifold 4 Module, Level 3 | Flame detector | DS001.01
553-IR-7135 | Flame IR Detector, PI Manifold, Riser and Manifold 4 Module, Level 1 | Flame detector | DS001.01
553-IR-7136 | Flame IR Detector, PI Manifold, Riser and Manifold 4 Module, Level 1 | Flame detector | DS001.01
553-IR-7137 | Flame IR Detector, PI Manifold, Riser and Manifold 4 Module, Level 3 | Flame detector | DS001.01
555-SO-1227 | Smoke Detector, Cabin 2P, F Deck, Fire Zone 11 | Smoke Comustion Detecor | DS001.01
555-SO-1228 | Smoke Detector, Cabin 2P, F Deck, Fire Zone 11 | Smoke Comustion Detecor | DS001.01
555-SO-1229 | Smoke Detector, Cabin 2P, F Deck, Fire Zone 11 | Smoke Comustion Detecor | DS001.01
555-SO-1230 | Smoke Detector, Cabin 2P, F Deck, Fire Zone 11 | Smoke Comustion Detecor | DS001.01
555-SO-1231 | Smoke Detector, Cabin 2P, F Deck, Fire Zone 11 | Smoke Comustion Detecor | DS001.01
555-SO-1232 | Smoke Detector, Accommodation, F Deck, Fire Zone 11 | Smoke Comustion Detecor | DS001.01
555-SO-1233 | Smoke Detector, Cabin 2P, F Deck, Fire Zone 11 | Smoke Comustion Detecor | DS001.01
555-SO-1234 | Smoke Detector, Cabin 2P, F Deck, Fire Zone 11 | Smoke Comustion Detecor | DS001.01
555-SO-1235 | Smoke Detector, Clean Linen Locker, F Deck, Fire Zone 11 | Smoke Comustion Detecor | DS001.01
555-SO-1300 | Smoke Detector, Cabin 2P, E Deck, Fire Zone 11 | Smoke Comustion Detecor | DS001.01
555-SO-1301 | Smoke Detector, Cabin 2P, E Deck, Fire Zone 11 | Smoke Comustion Detecor | DS001.01
555-SO-1302 | Smoke Detector, Cabin 2P, E Deck, Fire Zone 11 | Smoke Comustion Detecor | DS001.01
555-SO-1303 | Smoke Detector, Cabin 2P, E Deck, Fire Zone 11 | Smoke Comustion Detecor | DS001.01
555-SO-1304 | Smoke Detector, False Ceiling, Cabin 2P, E Deck, Fire Zone 11 | Smoke Comustion Detecor | DS001.01
555-SO-1305 | Smoke Detector, Cabin 2P, E Deck, Fire Zone 11 | Smoke Comustion Detecor | DS001.01
555-SO-1306 | Smoke Detector, Cabin 2P, E Deck, Fire Zone 11 | Smoke Comustion Detecor | DS001.01
555-SO-1307 | Smoke Detector, Cabin 2P, E Deck, Fire Zone 11 | Smoke Comustion Detecor | DS001.01
555-SO-1308 | Smoke Detector, Cabin 2P, E Deck, Fire Zone 11 | Smoke Comustion Detecor | DS001.01
555-SO-1309 | Smoke Detector, Stairway, E Deck, Fire Zone 11 | Smoke Comustion Detecor | DS001.01
555-SO-1310 | Smoke Detector, E&I Trunk, E Deck, Fire Zone 11 | Smoke Comustion Detecor | DS001.01
555-SO-1311 | Smoke Detector, E&I Trunk, E Deck, Fire Zone 11 | Smoke Comustion Detecor | DS001.01
555-SO-1312 | Smoke Detector, E&I Trunk, E Deck, Fire Zone 11 | Smoke Comustion Detecor | DS001.01
555-SO-1313 | Smoke Detector, E Deck, Fire Zone 11 | Smoke Comustion Detecor | DS001.01
661-FO-0408 | Orifice, Blowdown Valve, 661-BDV-0407 | Flow Orifice | PC005.01.03
122-PST-0100 | Pressure Transmitter, Shutdown, SW Inlet, IG Deck Water Seal | Transmitter, Pressure | SD002.03.01
123-PST-0101 | Pressure Transmitter, Shutdown, Discharge, Bilge/GS Pump No1, Seawater X-Over | Transmitter, Pressure | SD002.03.01
553-GIR-2969 | Gas Detector, MGC/IGC, TEG Regen & Inj Compression Module, Level 1 | Hydrocarbon Gas Detector | DS001.02
553-GIR-2970 | Gas Detector, MGC/IGC, TEG Regen & Inj Compression Module, Level 1 | Hydrocarbon Gas Detector | DS001.02
553-GIR-2971 | Gas Detector, MGC/IGC, TEG Regen & Inj Compression Module, Level 1 | Hydrocarbon Gas Detector | DS001.02
553-GIR-2972 | Gas Detector, CO2/SB, Fuel Gas Treatment Module, Level 3 | Hydrocarbon Gas Detector | DS001.02
553-GIR-2973 | Gas Detector, MGC/IGC, TEG Regen & Inj Compression Module, Level 2 | Hydrocarbon Gas Detector | DS001.02
553-GIR-2974 | Gas Detector, MGC/IGC, TEG Regen & Inj Compression Module, Level 2 | Hydrocarbon Gas Detector | DS001.02
553-GIR-2975 | Gas Detector, CO2/SB, Fuel Gas Treatment Module, Level 3 | Hydrocarbon Gas Detector | DS001.02
553-GIR-2977 | Gas Detector, MGC/IGC, TEG Regen & Inj Compression Module, Level 2 | Hydrocarbon Gas Detector | DS001.02
553-GIR-2978 | Gas Detector, MGC/IGC, TEG Regen & Inj Compression Module, Level 2 | Hydrocarbon Gas Detector | DS001.02
553-GIR-2979 | Gas Detector, MGC/IGC, TEG Regen & Inj Compression Module, Level 2 | Hydrocarbon Gas Detector | DS001.02
553-GIR-3051 | Gas Detector, Vapour Recovery, Gas Conditioning Module, Level 1 | Hydrocarbon Gas Detector | DS001.02
553-GIR-3053 | Gas Detector, Vapour Recovery, Gas Conditioning Module, Pancake Level | Hydrocarbon Gas Detector | DS001.02
553-GIR-3054 | Gas Detector, Vapour Recovery, Gas Conditioning Module, Level 2 | Hydrocarbon Gas Detector | DS001.02
553-GIR-3055 | Gas Detector, Vapour Recovery, Gas Conditioning Module, Level 2 | Hydrocarbon Gas Detector | DS001.02
553-GIR-3056 | Gas Detector, Vapour Recovery, Gas Conditioning Module, Pancake Level | Hydrocarbon Gas Detector | DS001.02
553-GIR-3057 | Gas Detector, Vapour Recovery, Gas Conditioning Module, Level 3 | Hydrocarbon Gas Detector | DS001.02
553-GIR-3058 | Gas Detector, Vapour Recovery, Gas Conditioning Module, Level 1 | Hydrocarbon Gas Detector | DS001.02
553-GIR-3060 | Gas Detector, Vapour Recovery, Gas Conditioning Module, Level 1 | Hydrocarbon Gas Detector | DS001.02
553-GIR-3062 | Gas Detector, Vapour Recovery, Gas Conditioning Module, Level 3 | Hydrocarbon Gas Detector | DS001.02
553-GIR-3063 | Gas Detector, Vapour Recovery, Gas Conditioning Module, Level 3 | Hydrocarbon Gas Detector | DS001.02
553-GIR-3064 | Gas Detector, Vapour Recovery, Gas Conditioning Module, Pancake Level | Hydrocarbon Gas Detector | DS001.02
553-GIR-3065 | Gas Detector, Vapour Recovery, Gas Conditioning Module, Level 1 | Hydrocarbon Gas Detector | DS001.02
553-GTX-2863 | Gas Detector, LP Separator, LP Separation Module, Level 3 | Hydrocarbon Gas Detector | DS001.02
553-GTX-2864 | Gas Detector, LP Separator, LP Separation Module, Level 1 | Hydrocarbon Gas Detector | DS001.02
553-GTX-2868 | Gas Detector, LP Separator, LP Separation Module, Level 4 | Hydrocarbon Gas Detector | DS001.02
553-GTX-2870 | Gas Detector, LP Separator, LP Separation Module, Level 4 | Hydrocarbon Gas Detector | DS001.02
553-GTX-2873 | Gas Detector, LP Separator, LP Separation Module, Level 3 | Hydrocarbon Gas Detector | DS001.02
553-GTX-2962 | Gas Detector, MGC/IGC, TEG Regen & Inj Compression Module, Pancake Level | Hydrocarbon Gas Detector | DS001.02
553-GTX-2963 | Gas Detector, MGC/IGC, TEG Regen & Inj Compression Module, Level 1 | Hydrocarbon Gas Detector | DS001.02
553-GTX-2966 | Gas Detector, MGC/IGC, TEG Regen & Inj Compression Module, Level 1 | Hydrocarbon Gas Detector | DS001.02
553-GTX-2976 | Gas Detector, MGC/IGC, TEG Regen & Inj Compression Module, Level 2 | Hydrocarbon Gas Detector | DS001.02
553-GTX-2993 | Gas Detector, MGC/IGC, TEG Regen & Inj Compression Module, Pancake Level | Hydrocarbon Gas Detector | DS001.02
553-GTX-2994 | Gas Detector, MGC/IGC, TEG Regen & Inj Compression Module, Pancake Level | Hydrocarbon Gas Detector | DS001.02
553-GTX-2995 | Gas Detector, MGC/IGC, TEG Regen & Inj Compression Module, Level 1 | Hydrocarbon Gas Detector | DS001.02
553-GTX-2996 | Gas Detector, MGC/IGC, TEG Regen & Inj Compression Module, Level 2 | Hydrocarbon Gas Detector | DS001.02
553-GTX-2997 | Gas Detector, MGC/IGC, TEG Regen & Inj Compression Module, Level 2 | Hydrocarbon Gas Detector | DS001.02
553-GTX-2998 | Gas Detector, MGC/IGC, TEG Regen & Inj Compression Module, Level 3 | Hydrocarbon Gas Detector | DS001.02
553-GTX-3052 | Gas Detector, Vapour Recovery, Gas Conditioning Module, Pancake Level | Hydrocarbon Gas Detector | DS001.02
553-GTX-3066 | Gas Detector, Vapour Recovery, Gas Conditioning Module, Level 2 | Hydrocarbon Gas Detector | DS001.02
553-GTX-3067 | Gas Detector, Vapour Recovery, Gas Conditioning Module, Level 1 | Hydrocarbon Gas Detector | DS001.02
553-GTX-3068 | Gas Detector, Vapour Recovery, Gas Conditioning Module, Pancake Level | Hydrocarbon Gas Detector | DS001.02
553-GTX-3069 | Gas Detector, Vapour Recovery, Gas Conditioning Module, Pancake Level | Hydrocarbon Gas Detector | DS001.02
553-GTX-3071 | Gas Detector, Vapour Recovery, Gas Conditioning Module, Level 1 | Hydrocarbon Gas Detector | DS001.02
553-GTX-3072 | Gas Detector, Vapour Recovery, Gas Conditioning Module, Level 1 | Hydrocarbon Gas Detector | DS001.02
108-HVFD-0716 | Fire Damper, Pneumatic, Exhaust, Hose/Hawser/Quick Release HPU Room | Fire Damper | IC001.01.02
108-HVFD-0717 | Fire Damper, Pneumatic, Supply, Fwd Muster Area | Fire Damper | IC001.01.02
108-HVFD-0718 | Fire Damper, Pneumatic, Exhaust, Forward Muster Area | Fire Damper | IC001.01.02
108-HVFD-2110 | Fire Damper, Pneumatic, HVAC Room (304), TS130, Level 3 | Fire Damper | IC001.01.02
108-HVFD-2111 | Fire Damper, Pneumatic, Seismic Instrument Room (303), TS130, Level 3 | Fire Damper | IC001.01.02
108-HVFD-2112 | Fire Damper, Pneumatic, VFD Room (302), TS130, Level 3 | Fire Damper | IC001.01.02
108-HVFD-2113 | Fire Damper, Pneumatic, Seismic Instrument Room (303), TS130, Level 3 | Fire Damper | IC001.01.02
108-HVFD-2114 | Fire Damper, Pneumatic, VFD Room (302), TS130, Level 3 | Fire Damper | IC001.01.02
108-HVFD-2115 | Fire Damper, Pneumatic, Seismic Instrument Room (303), TS130, Level 3 | Fire Damper | IC001.01.02
108-HVFD-2116 | Fire Damper, Pneumatic, HVAC Room (304), TS130, Level 3 | Fire Damper | IC001.01.02
108-HVFD-2117 | Fire Damper, Pneumatic, Airlock (301), TS130, Level 3 | Fire Damper | IC001.01.02
108-HVFD-2118 | Fire Damper, Pneumatic, VFD Room (302), TS130, Level 3 | Fire Damper | IC001.01.02
108-HVFD-2119 | Fire Damper, Pneumatic, Instrument Panel Room (201), TS130, Level 2 | Fire Damper | IC001.01.02
108-HVFD-2120 | Fire Damper, Pneumatic, HVAC Room (304), TS130, Level 3 | Fire Damper | IC001.01.02
108-HVFD-2121 | Fire Damper, Pneumatic, Airlock (205), TS130, Level 2 | Fire Damper | IC001.01.02
108-HVFD-2122 | Fire Damper, Pneumatic, Instrument Panel Room (201), TS130, Level 2 | Fire Damper | IC001.01.02
108-HVFD-2123 | Fire Damper, Pneumatic, Airlock (204), TS130, Level 2 | Fire Damper | IC001.01.02
108-HVFD-2124 | Fire Damper, Pneumatic, HL/LV Switchgear Room (101), TS130, Level 1 | Fire Damper | IC001.01.02
108-HVFD-2125 | Fire Damper, Pneumatic, HVAC Room (304), TS130, Level 3 | Fire Damper | IC001.01.02
108-HVFD-2126 | Fire Damper, Pneumatic, HVAC Room (304), TS130, Level 3 | Fire Damper | IC001.01.02
108-HVFD-2127 | Fire Damper, Pneumatic, Electrical Panel Room (202), TS130, Level 2 | Fire Damper | IC001.01.02
108-HVFD-2128 | Fire Damper, Pneumatic, Airlock (103), TS130, Level 1 | Fire Damper | IC001.01.02
116-VEPR-7361 | Pressure Vessel, MDO Fuel Accumulator | Vessel, Pressure | PC002.04
553-IR-2231 | Flame IR Detector, Flare KO Drum & Chemical Injection Module, Pancake Level | Flame detector | DS001.01
553-IR-2232 | Flame IR Detector, Flare KO Drum & Chemical Injection Module, Pancake Level | Flame detector | DS001.01
553-IR-2350 | Flame IR Detector, B Deck, Fire Zone 11 | Flame detector | DS001.01
553-IR-2351 | Flame IR Detector, B Deck, Fire Zone 11 | Flame detector | DS001.01
553-IR-2398 | Flame IR Detector, Acetylene Room, B Deck, Fire Zone 11 | Flame detector | DS001.01
553-IR-2399 | Flame IR Detector, Acetylene Room, B Deck, Fire Zone 11 | Flame detector | DS001.01
553-IR-2610 | Flame IR Detector, CO2/SB, Fuel Gas Treatment Module, Pancake Level | Flame detector | DS001.01
553-IR-2611 | Flame IR Detector, CO2/SB, Fuel Gas Treatment Module, Pancake Level | Flame detector | DS001.01
553-IR-2612 | Flame IR Detector, CO2/SB, Fuel Gas Treatment Module, Pancake Level | Flame detector | DS001.01
553-IR-2613 | Flame IR Detector, CO2/SB, Fuel Gas Treatment Module, Pancake Level | Flame detector | DS001.01
553-IR-2614 | Flame IR Detector, CO2/SB, Fuel Gas Treatment Module, Level 1 | Flame detector | DS001.01
553-IR-2615 | Flame IR Detector, CO2/SB, Fuel Gas Treatment Module, Level 1 | Flame detector | DS001.01
553-IR-2616 | Flame IR Detector, CO2/SB, Fuel Gas Treatment Module, Level 1 | Flame detector | DS001.01
553-IR-2618 | Flame IR Detector, CO2/SB, Fuel Gas Treatment Module, Level 1 | Flame detector | DS001.01
553-IR-2619 | Flame IR Detector, CO2/SB, Fuel Gas Treatment Module, Level 2 | Flame detector | DS001.01
553-IR-2621 | Flame IR Detector, CO2/SB, Fuel Gas Treatment Module, Pancake Level | Flame detector | DS001.01
553-IR-2622 | Flame IR Detector, CO2/SB, Fuel Gas Treatment Module, Pancake Level | Flame detector | DS001.01
553-IR-2623 | Flame IR Detector, CO2/SB, Fuel Gas Treatment Module, Pancake Level | Flame detector | DS001.01
553-IR-2624 | Flame IR Detector, CO2/SB, Fuel Gas Treatment Module, Pancake Level | Flame detector | DS001.01
553-IR-2625 | Flame IR Detector, CO2/SB, Fuel Gas Treatment Module, Pancake Level | Flame detector | DS001.01
553-IR-2626 | Flame IR Detector, CO2/SB, Fuel Gas Treatment Module, Level 1 | Flame detector | DS001.01
553-IR-2627 | Flame IR Detector, CO2/SB, Fuel Gas Treatment Module, Level 1 | Flame detector | DS001.01
553-IR-7221 | Flame IR Detector, PI Manifold, Riser and Manifold 3 Module, Level 1 | Flame detector | DS001.01
553-IR-7223 | Flame IR Detector, PI Manifold, Riser and Manifold 3 Module, Level 1 | Flame detector | DS001.01
553-IR-7224 | Flame IR Detector, PI Manifold, Riser and Manifold 3 Module, Level 1 | Flame detector | DS001.01
553-IR-7225 | Flame IR Detector, PI Manifold, Riser and Manifold 3 Module, Level 2 | Flame detector | DS001.01
553-IR-7226 | Flame IR Detector, PI Manifold, Riser and Manifold 3 Module, Level 2 | Flame detector | DS001.01
553-IR-7227 | Flame IR Detector, PI Manifold, Riser and Manifold 3 Module, Level 2 | Flame detector | DS001.01
553-IR-7228 | Flame IR Detector, PI Manifold, Riser and Manifold 3 Module, Level 2 | Flame detector | DS001.01
553-IR-7229 | Flame IR Detector, PI Manifold, Riser and Manifold 3 Module, Level 3 | Flame detector | DS001.01
553-IR-7230 | Flame IR Detector, PI Manifold, Riser and Manifold 3 Module, Level 3 | Flame detector | DS001.01
553-IR-7231 | Flame IR Detector, PI Manifold, Riser and Manifold 3 Module, Level 3 | Flame detector | DS001.01
553-IR-7232 | Flame IR Detector, PI Manifold, Riser and Manifold 3 Module, Level 3 | Flame detector | DS001.01
553-IR-7234 | Flame IR Detector, PI Manifold, Riser and Manifold 3 Module, Level 1 | Flame detector | DS001.01
553-IR-7321 | Flame IR Detector, PI Manifold, Riser and Manifold 2 Module, Level 1 | Flame detector | DS001.01
553-IR-7322 | Flame IR Detector, PI Manifold, Riser and Manifold 2 Module, Level 1 | Flame detector | DS001.01
553-IR-7323 | Flame IR Detector, PI Manifold, Riser and Manifold 2 Module, Level 1 | Flame detector | DS001.01
553-IR-7324 | Flame IR Detector, PI Manifold, Riser and Manifold 2 Module, Level 2 | Flame detector | DS001.01
553-IR-7325 | Flame IR Detector, PI Manifold, Riser and Manifold 2 Module, Level 2 | Flame detector | DS001.01
553-IR-7326 | Flame IR Detector, PI Manifold, Riser and Manifold 2 Module, Level 2 | Flame detector | DS001.01
553-IR-7327 | Flame IR Detector, PI Manifold, Riser and Manifold 2 Module, Level 3 | Flame detector | DS001.01
553-IR-7328 | Flame IR Detector, PI Manifold, Riser and Manifold 2 Module, Level 3 | Flame detector | DS001.01
553-IR-7330 | Flame IR Detector, PI Manifold, Riser and Manifold 2 Module, Level 3 | Flame detector | DS001.01
555-SO-1314 | Smoke Detector, Janitor, E Deck, Fire Zone 11 | Smoke Comustion Detecor | DS001.01
555-SO-1315 | Smoke Detector, Clean Linen Locker, E Deck, Fire Zone 11 | Smoke Comustion Detecor | DS001.01
555-SO-1316 | Smoke Detector, Luggage Locker, E Deck, Fire Zone 11 | Smoke Comustion Detecor | DS001.01
555-SO-1317 | Smoke Detector, Cabin 2P, E Deck, Fire Zone 11 | Smoke Comustion Detecor | DS001.01
555-SO-1318 | Smoke Detector, Cabin 2P, E Deck, Fire Zone 11 | Smoke Comustion Detecor | DS001.01
555-SO-1319 | Smoke Detector, False Ceiling, Cabin 2P, E Deck, Fire Zone 11 | Smoke Comustion Detecor | DS001.01
555-SO-1320 | Smoke Detector, Cabin 2P, E Deck, Fire Zone 11 | Smoke Comustion Detecor | DS001.01
555-SO-1321 | Smoke Detector, Cabin 2P, E Deck, Fire Zone 11 | Smoke Comustion Detecor | DS001.01
555-SO-1322 | Smoke Detector, Cabin 2P, E Deck, Fire Zone 11 | Smoke Comustion Detecor | DS001.01
555-SO-1323 | Smoke Detector, E Deck, Fire Zone 11 | Smoke Comustion Detecor | DS001.01
555-SO-1324 | Smoke Detector, E Deck, Fire Zone 11 | Smoke Comustion Detecor | DS001.01
555-SO-1325 | Smoke Detector, Cabin 2P, E Deck, Fire Zone 11 | Smoke Comustion Detecor | DS001.01
555-SO-1326 | Smoke Detector, Cabin 2P, E Deck, Fire Zone 11 | Smoke Comustion Detecor | DS001.01
555-SO-1327 | Smoke Detector, False Ceiling,Cabin 2P, E Deck, Fire Zone 11 | Smoke Comustion Detecor | DS001.01
555-SO-1328 | Smoke Detector, Cabin 2P, E Deck, Fire Zone 11 | Smoke Comustion Detecor | DS001.01
555-SO-1329 | Smoke Detector, Cabin 2P, E Deck, Fire Zone 11 | Smoke Comustion Detecor | DS001.01
555-SO-1330 | Smoke Detector, Cabin 2P, E Deck, Fire Zone 11 | Smoke Comustion Detecor | DS001.01
555-SO-1331 | Smoke Detector, Cabin 2P, E Deck, Fire Zone 11 | Smoke Comustion Detecor | DS001.01
555-SO-1332 | Smoke Detector, Cabin 2P, E Deck, Fire Zone 11 | Smoke Comustion Detecor | DS001.01
555-SO-1333 | Smoke Detector, Cabin 2P, E Deck, Fire Zone 11 | Smoke Comustion Detecor | DS001.01
555-SO-1334 | Smoke Detector, Cabin 2P, E Deck, Fire Zone 11 | Smoke Comustion Detecor | DS001.01
555-SO-1335 | Smoke Detector, Cabin 2P, E Deck, Fire Zone 11 | Smoke Comustion Detecor | DS001.01
555-SO-1336 | Smoke Detector, False Ceiling, Cabin 2P, E Deck, Fire Zone 11 | Smoke Comustion Detecor | DS001.01
124-LST-1608 | Level Transmitter, Shutdown, Oily Water Vessel | Transmitter, Level | SD002.03.03
124-PST-1604 | Pressure Transmitter, Shutdown, Oily Water Vessel [NR13] | Transmitter, Pressure | SD002.03.01
124-PST-2104 | Pressure Transmitter, Shutdown, FWKO Drum To Produced Water Skim Vessel | Transmitter, Pressure | SD002.03.01
124-SDV-0105 | Shutdown Valve, 6", Produced Water Recycle, Production Manifold | Valve, Shutdown | SD001.01
124-SDV-0106 | Shutdown Valve, 12", Produced Water To Produced Water Skim Vessel | Valve, Shutdown | SD001.01
124-SDV-0109 | Shutdown Valve, 6", Produced Recycle Pump To FWKO Drum | Valve, Shutdown | SD001.01
124-SDV-1105 | Shutdown Valve, 6", Reject Oil/Water Gas, Produced Water Hydrocyclone A | Valve, Shutdown | SD001.01
124-SDV-1210 | Shutdown Valve, 4", Reject Oil, Produced Water Flotation Unit A | Valve, Shutdown | SD001.01
553-GIR-3075 | Gas Detector, Vapour Recovery, Gas Conditioning Module, Level 2 | Hydrocarbon Gas Detector | DS001.02
553-GIR-3210 | Gas Detector, Paint Store, Natural Air Intake, Main Deck, Fire Zone 11 | Hydrocarbon Gas Detector | DS001.02
553-GIR-3211 | Gas Detector, Paint Store, Natural Air Intake, Main Deck, Fire Zone 11 | Hydrocarbon Gas Detector | DS001.02
553-GIR-3212 | Gas Detector, AFT Fire Pump Room 1 Air Inlet, C Deck, Fire Zone 11 | Hydrocarbon Gas Detector | DS001.02
553-GIR-3213 | Gas Detector, AFT Fire Pump Room 1 Air Inlet, C Deck, Fire Zone 11 | Hydrocarbon Gas Detector | DS001.02
553-GIR-3214 | Gas Detector, Fire Inergen Extinguishing Natural Air Intake, Main Deck, FZ 11 | Hydrocarbon Gas Detector | DS001.02
553-GIR-3215 | Gas Detector, Fire Inergen Extinguishing Natural Air Intake, Main Deck, FZ 11 | Hydrocarbon Gas Detector | DS001.02
553-GIR-3216 | Gas Detector, Stores Air Inlet, Main Deck, Fire Zone 11 | Hydrocarbon Gas Detector | DS001.02
553-GIR-3217 | Gas Detector, Stores Air Inlet, Main Deck, Fire Zone 11 | Hydrocarbon Gas Detector | DS001.02
553-GIR-3218 | Gas Detector, AFT Fire Pump Room 2 Air Inlet, C Deck, Fire Zone 11 | Hydrocarbon Gas Detector | DS001.02
553-GIR-3219 | Gas Detector, AFT Fire Pump Room 2 Air Inlet, C Deck, Fire Zone 11 | Hydrocarbon Gas Detector | DS001.02
553-GIR-3230 | Gas Detector, Mechanical Workshop Air Inlet, C Deck, Fire Zone 11 | Hydrocarbon Gas Detector | DS001.02
553-GIR-3231 | Gas Detector, Mechanical Workshop Air Inlet, C Deck, Fire Zone 11 | Hydrocarbon Gas Detector | DS001.02
553-GIR-3232 | Gas Detector, Vessel Transformer Room Air Inlet, C Deck, Fire Zone 11 | Hydrocarbon Gas Detector | DS001.02
553-GIR-3233 | Gas Detector, Vessel Transformer Room Air Inlet, C Deck, Fire Zone 11 | Hydrocarbon Gas Detector | DS001.02
553-GIR-3298 | Gas Detector, AMS Vent Supply, Main Deck, Fire Zone 11 | Hydrocarbon Gas Detector | DS001.02
553-GIR-3299 | Gas Detector, AMS Vent Supply, Main Deck, Fire Zone 11 | Hydrocarbon Gas Detector | DS001.02
553-GIR-3352 | Gas Detector, HP Separator, HP Separation Module, Level 4 | Hydrocarbon Gas Detector | DS001.02
553-GIR-3354 | Gas Detector, HP Separator, HP Separation Module, Pancake Level | Hydrocarbon Gas Detector | DS001.02
553-GIR-3355 | Gas Detector, HP Separator, HP Separation Module, Pancake Level | Hydrocarbon Gas Detector | DS001.02
553-GIR-3356 | Gas Detector, HP Separator, HP Separation Module, Level 4 | Hydrocarbon Gas Detector | DS001.02
553-GTX-3073 | Gas Detector, Vapour Recovery, Gas Conditioning Module, Pancake Level | Hydrocarbon Gas Detector | DS001.02
553-GTX-3074 | Gas Detector, Vapour Recovery, Gas Conditioning Module, Level 1 | Hydrocarbon Gas Detector | DS001.02
553-GTX-3351 | Gas Detector, HP Separator, HP Separation Module, Level 2 | Hydrocarbon Gas Detector | DS001.02
553-GTX-3353 | Gas Detector, HP Separator, HP Separation Module, Pancake Level | Hydrocarbon Gas Detector | DS001.02
553-GTX-3357 | Gas Detector, HP Separator, HP Separation Module, Level 1 | Hydrocarbon Gas Detector | DS001.02
553-GTX-3362 | Gas Detector, HP Separator, HP Separation Module, Level 1 | Hydrocarbon Gas Detector | DS001.02
553-GTX-3370 | Gas Detector, HP Separator, HP Separation Module, Level 2 | Hydrocarbon Gas Detector | DS001.02
553-GTX-3376 | Gas Detector, HP Separator, HP Separation Module, Level 2 | Hydrocarbon Gas Detector | DS001.02
553-GTX-3391 | Gas Detector, HP Separator, HP Separation Module, Level 3 | Hydrocarbon Gas Detector | DS001.02
553-GTX-3393 | Gas Detector, HP Separator, HP Separation Module, Level 3 | Hydrocarbon Gas Detector | DS001.02
553-GTX-3396 | Gas Detector, HP Separator, HP Separation Module, Level 3 | Hydrocarbon Gas Detector | DS001.02
553-GTX-3397 | Gas Detector, HP Separator, HP Separation Module, Level 3 | Hydrocarbon Gas Detector | DS001.02
553-GTX-3398 | Gas Detector, HP Separator, HP Separation Module, Level 4 | Hydrocarbon Gas Detector | DS001.02
553-GTX-3399 | Gas Detector, HP Separator, HP Separation Module, Level 4 | Hydrocarbon Gas Detector | DS001.02
553-GTX-3711 | Gas Detector, CO2 Compressor, CO2 Compression Module, Pancake Level | Hydrocarbon Gas Detector | DS001.02
553-GTX-3712 | Gas Detector, CO2 Compressor, CO2 Compression Module, Pancake Level | Hydrocarbon Gas Detector | DS001.02
553-GTX-3713 | Gas Detector, CO2 Compressor, CO2 Compression Module, Pancake Level | Hydrocarbon Gas Detector | DS001.02
553-GTX-3714 | Gas Detector, CO2 Compressor, CO2 Compression Module, Pancake Level | Hydrocarbon Gas Detector | DS001.02
553-GTX-3716 | Gas Detector, CO2 Compressor, CO2 Compression Module, Level 1 | Hydrocarbon Gas Detector | DS001.02
553-GTX-3717 | Gas Detector, CO2 Compressor, CO2 Compression Module, Level 2 | Hydrocarbon Gas Detector | DS001.02
553-GTX-3718 | Gas Detector, CO2 Compressor, CO2 Compression Module, Level 2 | Hydrocarbon Gas Detector | DS001.02
553-GTX-3752 | Gas Detector, CO2 Compressor, CO2 Compression Module, Pancake Level | Hydrocarbon Gas Detector | DS001.02
108-HVFD-2129 | Fire Damper, Pneumatic, Electrical Panel Room (202), TS130, Level 2 | Fire Damper | IC001.01.02
108-HVFD-2130 | Fire Damper, Instrument Panel Room (201), TS130, Level 2 | Fire Damper | IC001.01.02
108-HVFD-2131 | Fire Damper, Instrument Panel Room (201), TS130, Level 2 | Fire Damper | IC001.01.02
108-HVFD-2201 | Fire Damper, Pneumatic, Battery Room (203), TS130, Level 2 | Fire Damper | IC001.01.02
108-HVFD-2202 | Fire Damper, Pneumatic, Battery Room (203), TS130, Level 2 | Fire Damper | IC001.01.02
108-HVFD-2301 | Fire Damper, Pneumatic, HVAC Room (304), TS130, Level 3 | Fire Damper | IC001.01.02
108-HVFD-2302 | Fire Damper, Pneumatic, HVAC Room (304), TS130, Level 3 | Fire Damper | IC001.01.02
108-HVFD-2303 | Fire Damper, Pneumatic, Transformer Room (102), TS130, Level 1 | Fire Damper | IC001.01.02
108-HVFD-2401 | Fire Damper, Pneumatic, HVAC Room (304), TS130, Level 3 | Fire Damper | IC001.01.02
108-HVFD-2402 | Fire Damper, Pneumatic, HVAC Room (304), TS130, Level 3 | Fire Damper | IC001.01.02
108-HVFD-2403 | Fire Damper, Pneumatic, Airlock (305), TS130, Level 3 | Fire Damper | IC001.01.02
108-HVFD-2501 | Fire Damper, Pneumatic, Lab Office (307), TS130, Level 3 | Fire Damper | IC001.01.02
108-HVFD-2502 | Fire Damper, Pneumatic, Lab Office (307), TS130, Level 3 | Fire Damper | IC001.01.02
108-HVFD-2503 | Fire Damper, Pneumatic, Laboratory (306), TS130, Level 3 | Fire Damper | IC001.01.02
108-HVFD-2504 | Fire Damper, Pneumatic, Lab Office (308), TS130, Level 3 | Fire Damper | IC001.01.02
108-HVFD-2505 | Fire Damper, Pneumatic, Lab Office (307), TS130, Level 3 | Fire Damper | IC001.01.02
108-HVFD-2601 | Fire Damper, Pneumatic, Electrical Panel Room (202), TS130, Level 2 | Fire Damper | IC001.01.02
108-HVFD-2701 | Fire Damper, Pneumatic, HVAC Room (304), TS130, Level 3 | Fire Damper | IC001.01.02
108-HVFD-2702 | Fire Damper, Pneumatic, VFD Room (302), TS130, Level 3 | Fire Damper | IC001.01.02
108-HVFD-2703 | Fire Damper, Electric Actuator, Room 301, TS130, Level 3 | Fire Damper | IC001.01.02
108-HVFD-2801 | Fire Damper, Shut-Off, Pneumatic, HVAC Room (304), TS130, Level 3 | Fire Damper | IC001.01.02
122-VACD-0633 | Check Valve, 20", Emrg Bilge Conn, Suction, Main Seawater Cooling Pumps | Valve, Check | SI001.01.02
127-CEDS-6000 | Water Deck Seal, Inert Gas | Water Deck Seal | IC004.01.04
127-PKNS-5001 | Nitrogen Snuffing System, PS Vent Stack Skid | Nitrogen Snuffing System | IC002.01
127-PKNS-5002 | Nitrogen Snuffing System, SB Vent Stack Skid | Nitrogen Snuffing System | IC002.01
128-PKCI-0110 | Chemical Injection Package, Subsea Ethanol/Meg | Chemical Injection / Distribution Package | PC006.02
128-PKCI-0120 | Chemical Injection Package, Subsea Asphaltene Inhibitor | Chemical Injection / Distribution Package | PC006.02
331-FM-5503 | Push Button, Remote Release, Foam Monitor, Fwd Cargo Area PS | Input device on/off Push button | PS003.01.02
331-FM-5504 | Push Button, Remote Release, Foam Monitor, Fwd Cargo Area SB | Input device on/off Push button | PS003.01.02
550-CP-2430 | ICSS Panel, Vessel ICSS Server Panel, Bay A, CER Main Deck | ICSS Local Control Panel | SD002.03.06
550-CP-2431 | ICSS Panel, Vessel ICSS Server Panel, Bay B, CER Main Deck | ICSS Local Control Panel | SD002.03.06
550-CP-2432 | ICSS Panel, Vessel ICSS Server Panel, Bay C, CER Main Deck | ICSS Local Control Panel | SD002.03.06
550-CP-2433 | ICSS Panel, Vessel ICSS Server Panel (Load Computer), Bay D, CER Main Deck | ICSS Local Control Panel | SI001.01.01
550-CP-2434 | ICSS Panel, 230VAC, Topsides ICSS Server Panel, AER, Main Deck | ICSS Local Control Panel | SD002.03.06
550-CP-2435 | ICSS Panel, 230VAC, Topsides ICSS Server Panel, AER, Main Deck | ICSS Local Control Panel | SD002.03.06
550-CP-2436 | ICSS Panel, 230VAC, Topsides ICSS Server Panel, AER, Main Deck | ICSS Local Control Panel | SD002.03.06
550-CP-2442 | ICSS Panel, 230VAC, Topsides ICSS Remote I/O Panel (PCS/PSS), AER, Main Deck | ICSS Local Control Panel | SD002.03.06
128-VEPR-0008 | Pressure Vessel, Demulsifier, Chemical Injection | Vessel, Pressure | PC002.04
128-VEPR-0210 | Pressure Vessel, H2S Scavenger Vessel | Vessel, Pressure | PC002.04
553-FG-PANELS | Aspirated Gas Panel | Control Station, Local | DS001.02
771-HEST-0011 | Heat Exchanger, LP Gas Compressor Suction Cooler [Elev8] | Heat Exchanger, Shell and Tube | PC002.03
776-VESE-0003 | Separator, Pressurised Flare KO Drum | Separator | PC002.04
777-HEST-0002 | Heat Exchanger, Fuel Gas Superheater [Elev8] | Heat Exchanger, Shell and Tube | PC002.03
777-VESB-0001 | Scrubber, Fuel Gas Scrubber | Scrubber | PC002.04
553-CP-2410 | ICSS Panel, Vessel ICSS (FGS/ESD), No1 Bay A, AER Main Deck | ICSS Local Control Panel | SD002.01 & SD002.02
553-CP-2411 | ICSS Panel, Vessel ICSS (FGS/ESD), No1 Bay B, AER Main Deck | ICSS Local Control Panel | SD002.01 & SD002.02
553-CP-2412 | ICSS Panel, Vessel ICSS (FGS/ESD), No1 Bay C, AER Main Deck | ICSS Local Control Panel | SD002.01 & SD002.02
116-PSV-5800 | PSV for Aviation Fuel Filter / Separator 116-VEVF-1131 | PSV-Conventional | PC005.01.01
116-SDV-5500 | Shutdown Valve, 3", MGO Supply, Liquid Fuel Forwarding Skid | Valve, Shutdown | SD001.01
118-PSV-0668 | INSTRUMENT AIR RECEIVER NO 2 | PSV-Conventional | 0
118-PSV-0669 | INSTRUMENT AIR RECEIVER NO 1 | PSV-Conventional | 0
118-PSV-0670 | INSTRUMENT AIR RECEIVER NO 5 | PSV-Conventional | 0
118-PSV-6501 | PSV for Air Bottle 118-VEBR-6101 | PSV-Conventional | 0
118-PSV-6502 | PSV for Air Bottle 118-VEBR-6102 | PSV-Conventional | 0
118-PSV-6503 | PSV for Air Bottle 118-VEBR-6103 | PSV-Conventional | 0
118-PSV-6504 | PSV for Air Bottle 118-VEBR-6104 | PSV-Conventional | 0
118-PSV-6505 | PSV for Air Bottle 118-VEBR-6105 | PSV-Conventional | 0
118-PSV-6506 | PSV for Air Bottle 118-VEBR-6106 | PSV-Conventional | 0
118-PSV-6507 | PSV for Air Bottle 118-VEBR-6107 | PSV-Conventional | 0
118-PSV-6508 | PSV for Air Bottle 118-VEBR-6108 | PSV-Conventional | 0
118-PSV-6509 | PSV for Air Bottle 118-VEBR-6109 | PSV-Conventional | 0
118-PSV-6510 | PSV for Air Bottle 118-VEBR-6110 | PSV-Conventional | 0
118-PSV-6511 | PSV for Air Bottle 118-VEBR-6111 | PSV-Conventional | 0
118-PSV-6512 | PSV for Air Bottle 118-VEBR-6112 | PSV-Conventional | 0
118-PSV-6513 | PSV for Air Bottle 118-VEBR-6113 | PSV-Conventional | 0
118-PSV-6514 | PSV for Air Bottle 118-VEBR-6114 | PSV-Conventional | 0
118-PSV-6515 | PSV for Air Bottle 118-VEBR-6115 | PSV-Conventional | 0
118-PSV-6516 | PSV for Air Bottle 118-VEBR-6116 | PSV-Conventional | 0
118-PSV-6517 | PSV for Air Bottle 118-VEBR-6117 | PSV-Conventional | 0
118-PSV-6518 | PSV for Air Bottle 118-VEBR-6118 | PSV-Conventional | 0
118-PSV-6519 | PSV for Air Bottle 118-VEBR-6119 | PSV-Conventional | 0
118-PSV-6520 | PSV for Air Bottle 118-VEBR-6120 | PSV-Conventional | 0
122-PUCE-5230A | Pump, IG Deck Seal Seawater Pump, No1 | Pump Centrifugal | IC004.01.04
122-PUCE-5230B | Pump, IG Deck Seal Seawater Pump, No2 | Pump Centrifugal | IC004.01.04
122-PUCE-5260B | Pump, Main Seawater Cooling Pump, No2 | Pump Centrifugal | SI001.01.02
123-PUCE-7040A | Pump, Bilge/GS, No1 | Pump Centrifugal | SI001.01.02
123-PUCE-7040B | Pump, Bilge/GS, No2 | Pump Centrifugal | SI001.01.02
124-CPHY-0101A | Hydrocyclone Separator, Produced Water Hydrocyclone A | Hydrocylcone | PC002.04
124-CPHY-0101B | Hydrocyclone Separator, Produced Water Hydrocyclone B | Hydrocylcone | PC002.04
124-HEPL-0002A | Heat Exchanger, Produced Water Cooler A | Heat Exchanger, Plate | PC002.03
124-HEPL-0002B | Heat Exchanger, Produced Water Cooler B | Heat Exchanger, Plate | PC002.03
124-PUCE-0007A | Pump, Produced Water Recycle, A | Pump Centrifugal | PC002.01
124-PUCE-0007B | Pump, Produced Water Recycle, B | Pump Centrifugal | PC002.01
124-PUCE-0012A | Pump, Eletrostatic Treater Water Recycle, A | Pump Centrifugal | PC002.01
124-PUCE-0012B | Pump, Eletrostatic Treater Water Recycle, B | Pump Centrifugal | PC002.01
127-COBL-6000A | Blower, Inert Gas Blower A | Blower | IC004.01.03
127-COBL-6000B | Blower, Inert Gas Blower B | Blower | IC004.01.03
127-PKIG-6000A | Inert Gas Generation Package, INERT GAS GENERATOR A | Inert Gas Generation Package | IC004.01.03
127-PKIG-6000B | Inert Gas Generation Package, INERT GAS GENERATOR B | Inert Gas Generation Package | IC004.01.03
128-VEPR-0001A | Pressure Vessel, Ethanol/MEG, A, Chemical Injection | Vessel, Pressure | PC002.04
128-VEPR-0001B | Pressure Vessel, Ethanol/MEG, B, Chemical Injection | Vessel, Pressure | PC002.04
128-VEPR-0006A | Pressure Vessel, Subsea H2S Scavenger, Chemical Injection | Vessel, Pressure | PC002.04
128-VEPR-0006B | Pressure Vessel, Subsea H2S Scavenger, Chemical Injection | Vessel, Pressure | PC002.04
441-CIRC-BRKER | UPS Battery Circuit Breaker | UPS BREAKER | ER002.01
333-ESCAPE-SETS | ELSA Escape Set, Escape Sets | Escape set and Grab bag | LS002.01.01
556-GYROCOMPASS | Gyro Compass |  | PS001.02.02
333-SAFETY-EQUIP | Safety Equipment | PPE/Safety Equipment | LS003.01.01
557-TANK-GAUGING | Tank Gauging System, 557-TANK-GAUGING | Tank Gauging System | SI001.01.01
777-PST-0513 | Pressure Transmitter, Shutdown, Fuel Gas, Fuel Gas Supply Cabinet A | Transmitter, Pressure | SD002.03.01
333-OIL-SPILL-KIT | Oil Spill Kit | Oil Spill Kit | LS002.01
553-ACOUSTIC-LEAK | Acoustic Leak Detection | Hydrocarbon Gas Detector | DS001.02
333-ESCAPE-LADDERS | Escape Ladders | Escape Ladder and Rope | LS004.01
874-LOOSE-LIFT-EQUIP | Lifting Accessories, Loose Lifting Equipment | Lifting accessories | SI005.01.02
567-TELECOMS-SHUTDOWN | Telecom Shutdown System | Valve, Shutdown | ER003.03
331-FIRE-FIGHTING-GALLEY | Wet Chemical Fire Fighting System, Galley | Wet Chemical | PS005.01
333-SAFETY-EQUIP-FIREMAN | Safety Equipment, Firemans Equiment | PPE/Safety Equipment | LS003.01.01
333-SAFETY-EQUIP-HELIDECK | Safety Equipment, Helideck | PPE/Safety Equipment | LS003.01.01
125-PSV-3114 | PSV for Air Tank 125-AVE-3114 of Actuated Valve 125-FCV-3114 | PSV-Conventional | 0
125-PSV-3128 | PSV for Air Tank 125-AVE-3128 of Actuated Valve 125-TCV-3128 | PSV-Conventional | 0
331-MOV-1101 | Motor Operated Valve, 2", Isolation, Foam To Foam Proportioner, 331-SEPR-5564 | Motor Operated valve | PS003.01.02
331-MOV-1111 | Motor Operated Valve, 2", Isolation, Foam To Foam Proportioner, 331-SEPR-5565 | Motor Operated valve | PS003.01.02
331-MOV-2824 | Motor Operated Valve, XXX, Isol, Foam To Foam Proportioner, Vessel Foam Room | Motor Operated valve | PS003.01.02
550-LCP-0020 | ICSS Panel, Topsides PCS/PSS, Module TS002 | ICSS Local Control Panel | SD002.03.06
550-LCP-0110 | ICSS Panel, Topsides PCS/PSS, Module TS011 | ICSS Local Control Panel | SD002.03.06
550-LCP-0120 | ICSS Panel, Topsides PCS/PSS, Module TS012 | ICSS Local Control Panel | SD002.03.06
550-LCP-0130 | ICSS Panel, Topsides PCS/PSS, Module TS013 | ICSS Local Control Panel | SD002.03.06
550-LCP-0210 | ICSS Panel, Topsides PCS/PSS, Module TS021 | ICSS Local Control Panel | SD002.03.06
550-LCP-0240 | ICSS Panel, Topsides PCS/PSS, Module TS024 | ICSS Local Control Panel | SD002.03.06
550-LCP-0310 | ICSS Panel, Topsides PCS/PSS, Module TS031 | ICSS Local Control Panel | SD002.03.06
550-LCP-0320 | ICSS Panel, Topsides PCS/PSS, Module TS032 | ICSS Local Control Panel | SD002.03.06
550-LCP-0410 | ICSS Panel, Topsides PCS/PSS, Module TS041 | ICSS Local Control Panel | SD002.03.06
550-LCP-0420 | ICSS Panel, Topsides PCS/PSS, Module TS042 | ICSS Local Control Panel | SD002.03.06
550-LCP-0430 | ICSS Panel, Topsides PCS/PSS, Module TS043 | ICSS Local Control Panel | SD002.03.06
550-LCP-0440 | ICSS Panel, Topsides PCS/PSS, Module TS044 | ICSS Local Control Panel | SD002.03.06
550-LCP-0510 | ICSS Panel, Topsides PCS/PSS, Module TS051 | ICSS Local Control Panel | SD002.03.06
550-LCP-0610 | ICSS Panel, Topsides PCS/PSS, Module TS061 | ICSS Local Control Panel | SD002.03.06
550-LCP-0611 | ICSS Panel, Topsides PCS/PSS, Module TS061 | ICSS Local Control Panel | SD002.03.06
550-LCP-0710 | ICSS Panel, Topsides PCS/PSS, Module TS051 | ICSS Local Control Panel | SD002.03.06
550-LCP-0910 | ICSS Panel, Topsides PCS/PSS, Module TS091 | ICSS Local Control Panel | SD002.03.06
550-LCP-1010 | ICSS Panel, Topsides PCS/PSS, Module TS101 | ICSS Local Control Panel | SD002.03.06
550-LCP-1011 | ICSS Panel, Topsides PCS/PSS, Module TS101 | ICSS Local Control Panel | SD002.03.06
553-CP-2413 | ICSS Panel, Vessel ICSS (FGS/ESD), No2 Bay A, AER Main Deck | ICSS Local Control Panel | SD002.01 & SD002.02
553-CP-2414 | ICSS Panel, Vessel ICSS (FGS/ESD), No2 Bay B, AER Main Deck | ICSS Local Control Panel | SD002.01 & SD002.02
553-CP-2415 | ICSS Panel, Vessel ICSS (FGS/ESD), No2 Bay C, AER Main Deck | ICSS Local Control Panel | SD002.01 & SD002.02
553-CP-2416 | ICSS Panel, Vessel ICSS (FGS/ESD), No3 Bay A, AER Main Deck | ICSS Local Control Panel | SD002.01 & SD002.02
553-EM-1034 | Push Button, ASD Manual, Heliplatform PS Top Deck | Input device on/off Push button | SD002.01 & SD002.02
553-EM-1035 | Push Button, Marine ESD Manual, Heliplatform PS Top Deck | Input device on/off Push button | SD002.01 & SD002.02
553-EM-1036 | Push Button, ASD Manual, Heliplatform SB Top Deck | Input device on/off Push button | SD002.01 & SD002.02
553-EM-1037 | Push Button, Marine ESD Manual, Heliplatform SB Top Deck | Input device on/off Push button | SD002.01 & SD002.02
553-EM-2320 | Push Button, Marine ESD Manual, ECR/CCS Aft Machinery Space Deck 2 | Input device on/off Push button | SD002.01 & SD002.02
553-EM-2331 | Push Button, ASD Manual, Secondary Muster Station PS, C Deck | Input device on/off Push button | SD002.01 & SD002.02
553-EM-2332 | Push Button, Marine ESD Manual, Secondary Muster Station PS, C Deck | Input device on/off Push button | SD002.01 & SD002.02
553-EM-2333 | Push Button, ASD Manual, Secondary Muster Station SB, C Deck | Input device on/off Push button | SD002.01 & SD002.02
553-EM-2334 | Push Button, Marine ESD Manual, Secondary Muster Station SB, C Deck | Input device on/off Push button | SD002.01 & SD002.02
566-PAGA-TS | PAGA System, PAGA System Topside | PAGA System | ER003.02
874-PADEYES | Lifting Accessories, Padeyes | Padeyes | SI005.01.02
108-PSV-2203 | PSV for No. 2 Compressor Discharge Line of Battery Room Air Cooled Package | PSV-Conventional | 0
108-PSV-2204 | PSV for No.2 Compressor Discharge Line of Battery Room Air Cooled Package | PSV-Conventional | 0
108-PSV-2205 | PSV for No.1 Compressor Suction Line of Battery Room Air Cooled Package | PSV-Conventional | 0
108-PSV-2206 | PSV for No.1 Compressor Suction Line of Battery Room Air Cooled Package | PSV-Conventional | 0
108-PSV-2207 | PSV for No. 2 Compressor Suction Line of Battery Room Air Cooled Package | PSV-Conventional | 0
108-PSV-2208 | PSV for No.2 Compressor Suction Line of Battery Room Air Cooled Package | PSV-Conventional | 0
108-PSV-2503 | PSV for No. 2 Compressor Discharge Line of Laboratory Room Air Cooled Package | PSV-Conventional | 0
108-PSV-2504 | PSV for No.2 Compressor Discharge Line of Laboratory Room Air Cooled Package | PSV-Conventional | 0
108-PSV-2505 | PSV for No.1 Compressor Suction Line of Laboratory Room Air Cooled Package | PSV-Conventional | 0
108-PSV-2506 | PSV for No.1 Compressor Suction Line of Laboratory Room Air Cooled Package | PSV-Conventional | 0
108-PSV-2507 | PSV for No. 2 Compressor Suction Line of Laboratory Room Air Cooled Package | PSV-Conventional | 0
108-PSV-2508 | PSV for No.2 Compressor Suction Line of Laboratory Room Air Cooled Package | PSV-Conventional | 0
123-PSV-101 | ORGANOCLAY POLISHING TANK | PSV-Conventional | 0
333-PFP | Passive Fire Protection, PFP and Blast Protection | Passive Fire Protection (PFP) | PS002.01
333-MEDICAL | First Aids Kit, Medical Equipment | First Aids Kit | LS003.01.03
552-CP-2411 | ICSS Panel, Vessel ICSS CPU & I/O Panel (PSS) Bay B, AER, Main Deck | ICSS Local Control Panel | SD002.03.06
556-BEACONS | Beacons | Beacon | PS001.03
555-UCP-2410 | Control Panel, Vessel Addressable Fire Detection System UCP, AER, Main Deck | ICSS Local Control Panel | 0
111-PKPD-6100 | Power Generation Diesel, Emergency Generator | Power Generation Diesel | ER002.01
771-PSV-8218B | PSV for Air Tank 771-AVE-8218B of Actuated Valve 771-BDV-8218B | PSV-Conventional | 0
771-PSV-8224A | PSV for Air Tank 771-AVE-8224A of Actuated Valve 771-FCV-8224A | PSV-Conventional | 0
771-PSV-8224B | PSV for Air Tank 771-AVE-8224B of Actuated Valve 771-FCV-8224B | PSV-Conventional | 0
771-PUED-0001 | Eductor, Vapor Recovery Unit Eductor | Eductor | PC002.01
771-VESB-0012 | Scrubber, Safety Knock Out Drum | Scrubber | PC002.04
772-HECC-0107 | Heat Exchanger, TEG Reflux Coil | Heat Exchanger, Concentric Coil (Obsolete) > HEST | PC002.03
772-HEHP-0104 | Heat Exchanger, Cold Lean / Rich TEG Exchanger | Heat Exchanger, Shell and Tube | PC002.03
772-HEHP-0105 | Heat Exchanger, Hot Lean / Rich Teg Exchanger | Heat Exchanger, Shell and Tube | PC002.03
772-HEST-0004 | Heat Exchanger, TEG Inlet Cooler | Heat Exchanger, Shell and Tube | PC002.03
772-HEST-0005 | Heat Exchanger, HC Dewpointing Gas-Gas Exchanger | Heat Exchanger, Shell and Tube | PC002.03
772-HEST-0006 | Heat Exchanger, HC Dewpointing Gas Dewpoint Exchanger | Heat Exchanger, Shell and Tube | PC002.03
772-HEST-0009 | Heat Exchanger, HC Dewpointing Gas Condensate Exchanger | Heat Exchanger, Shell and Tube | PC002.03
772-HEST-0201 | Heat Exchanger, CO2 Membranes Inlet Heater | Heat Exchanger, Shell and Tube | PC002.03
125-PSE-7604-2 | No.2 PSE for TEG Inlet Cooler 772-HEST-0004, Shell Side | PSV-Conventional | 0
125-PSE-7611-1 | No. 1 PSE for Lean TEG Cooler 772-HEST-0119, Shell Side | PSV-Conventional | 0
125-PSE-7611-2 | No. 2 PSE for Lean TEG Cooler 772-HEST-0119, Shell Side | PSV-Conventional | 0
776-PURO-0010B | Pump, HP Flare Drain, B | Pump Rotary | PC002.01
776-PURO-0020A | Pump, LP Flare Drain, A | Pump Rotary | PC002.01
776-PURO-0020B | Pump, LP Flare Drain, B | Pump Rotary | PC002.01
777-HVFA-5100A | Fan, Extraction Air No1 | Fan | IC001.01.01
777-HVFA-5100B | Fan, Extraction Air No2 | Fan | IC001.01.01
777-HVFA-5200A | Fan, Extraction Air No1 | Fan | IC001.01.01
777-HVFA-5200B | Fan, Extraction Air No2 | Fan | IC001.01.01
126-PSV-1005A-2 | PSV for Air Tank 126-AVE-1005A-2 of Actuated Valve 126-FCV-1005A-2 | PSV-Conventional | 0
126-PSV-1005A-3 | PSV for Air Tank 126-AVE-1005A-3 of Actuated Valve 126-FCV-1005A-3 | PSV-Conventional | 0
776-PSV-1009 | PSV for Air Tank 776-AVE-1009 of Actuated Valve 776-BDV-1009 | PSV-Conventional | 0
331-PKFW-5100 | Fire Water Pump Package, Main Fire Water Pump No1 | Fire Water Pump Package | PS008.01
331-PKFW-5200 | Fire Water Pump Package, Main Fire Water Pump No2 | Fire Water Pump Package | PS008.01
331-PKFW-5300 | Fire Water Pump Package, Main Fire Water Pump No3 | Fire Water Pump Package | PS008.01
331-PKFW-5400 | Fire Water Pump Package, Main Fire Water Pump No4 | Fire Water Pump Package | PS008.01
331-PKSE-5500 | Foam Fire Fighting System, Deck Foam System Package | Fire Fighting System, Foam | PS003.01.02
448-EEDP-0100 | Emergency Lighting No1, F Deck | Local Distribution Board | ER002.01
448-EEDP-0200 | Emergency Lighting No2, D Deck | Local Distribution Board | ER002.01
448-EEDP-0300 | 230V Emergency Lighting No3, B Deck | Local Distribution Board | ER002.01
448-EEDP-0400 | Emergency Lighting No4, Main Deck | Local Distribution Board | ER002.01
448-EEDP-0500 | Emergency Lighting No5, AMS Deck 1 | Local Distribution Board | ER002.01
448-EEDP-0600 | Emergency Lighting No6, AMS Deck 3 | Local Distribution Board | ER002.01
448-EEDP-0700 | Emergency Lighting No7, AMS Deck 5 | Local Distribution Board | ER002.01
448-EEDP-0800 | Emergency Lighting No8, Main Deck | Local Distribution Board | ER002.01
448-NAFL-0301 | Flood Light, Escape, Muster Station, D Deck | Light, Flood | ER001.01
448-NAFL-0302 | Flood Light, Escape, Muster Station, D Deck | Light, Flood | ER001.01
448-NAFL-0601 | Flood Light, Emergency, Embarkation Ladder (P), Main Deck | Light, Flood | ER001.01
448-NAFL-0602 | Flood Light, Emergency, Embarkation Ladder (P), Main Deck | Light, Flood | ER001.01
448-NAFL-0603 | Flood Light, Emergency, Embarkation Ladder (S), Main Deck | Light, Flood | ER001.01
448-NAFL-0701 | Flood Light, Escape, Escape Route (P) Main Deck | Light, Flood | ER001.01
448-NAFL-0702 | Flood Light, Escape, Escape Route (P) Main Deck | Light, Flood | ER001.01
448-NAFL-0711 | Flood Light, Escape, Escape Route (S) Main Deck | Light, Flood | ER001.01
772-PSV-6411A | PSV for Air Tank 772-AVE-6411A of Actuated Valve 772-BDV-6411A | PSV-Conventional | 0
772-PSV-6411B | PSV for Air Tank 772-AVE-6411B of Actuated Valve 772-BDV-6411B | PSV-Conventional | 0
772-PSV-7207A | PSV for Air Tank 772-AVE-7207A of Actuated Valve 772-BDV-7207A | PSV-Conventional | 0
772-PSV-7207B | PSV for Air Tank 772-AVE-7207B of Actuated Valve 772-BDV-7207B | PSV-Conventional | 0
772-PSV-7247A | PSV for Air Tank 772-AVE-7247A of Actuated Valve 772-BDV-7247A | PSV-Conventional | 0
772-PSV-7247B | PSV for Air Tank 772-AVE-7247B of Actuated Valve 772-BDV-7247B | PSV-Conventional | 0
772-PSV-7733A | PSV for Air Tank 772-AVE-7733A of Actuated Valve 772-BDV-7733A | PSV-Conventional | 0
772-PSV-7733B | PSV for Air Tank 772-AVE-7733B of Actuated Valve 772-BDV-7733B | PSV-Conventional | 0
772-VECO-0003 | Contactor, TEG Contactor | Contactor | PC002.04
772-VEPR-0101 | Pressure Vessel, Teg Flash Drum | Vessel, Pressure | PC002.04
772-VEPR-0108 | Pressure Vessel, Teg Rebolier | Vessel, Pressure | PC002.04
772-VEPR-0110 | Pressure Vessel, Teg Surge Drum | Vessel, Pressure | PC002.04
772-VESE-0007 | Separator, HC Dewpointing Cold Separator | Separator | PC002.04
772-VEVF-0103 | Vessel Filter, Teg Activated Carbon Filter | Filter, Vessel | PC002.04
772-VEVF-0120 | Vessel Filter, Teg Activated Secondary Carbon Filter | Filter, Vessel | PC002.04
126-PSV-0676-2 | PSV for Air Tank 126-AVE-0676-2 of Actuated Valve 126-LCV-0676-2 | PSV-Conventional | 0
126-PSV-1005B-2 | PSV for Air Tank 126-AVE-1005B-2 of Actuated Valve 126-FCV-1005B-2 | PSV-Conventional | 0
126-PSV-1005B-3 | PSV for Air Tank 126-AVE-1005B-3 of Actuated Valve 126-FCV-1005B-3 | PSV-Conventional | 0
126-PSV-1005C-2 | PSV for Air Tank 126-AVE-1005C-2 of Actuated Valve 126-FCV-1005C-2 | PSV-Conventional | 0
126-PSV-1005C-3 | PSV for Air Tank 126-AVE-1005C-3 of Actuated Valve 126-FCV-1005C-3 | PSV-Conventional | 0
127-XV-0222-PFP | PFP, VALVE, 127-XV-0222-PFP | Passive Fire Protection (PFP) | PS002.01
128-PSV-1114B-4 | PSV for Pulsation Dampener 128-VEPU-0361B-4 | PSV-Conventional | 0
331-SEMF-5531-1 | Foam & Water Monitor, Foam, Offloading Area | Monitor, Foam | PS003.01.02
331-SEMF-5532-1 | Foam & Water Monitor, FW, FZ08 | Monitor, Foam | PS003.01.02
331-VABF-0524-1 | Manual Valve, 3", LO, Isolation, Offloading Area PS Foam Monitor | Valve, Butterfly | PS003.01.01
333-LSSS-0008-1 | Safety Shower Assembly, Topsides Utility Stations, TS051 | Safety Shower Assembly | LS002.01
568-CMVI-8813-1 | CCTV System, Thermal Imaging Camera, Cargo Deck Area Monitoring | CCTV System | ER003.02
663-PUCE-5710-1 | Pump, Cargo, OFFSPEC COT PS | Pump Centrifugal | SI001.01.01
777-PSV-1011 | PSV for Air Tank 777-AVE-1011 of Actuated Valve 777-BDV-1011 | PSV-Conventional | 0
777-PSV-1015 | PSV for Air Tank 777-AVE-1015 of Actuated Valve 777-BDV-1015 | PSV-Conventional | 0
777-PSV-1017 | PSV for Air Tank 777-AVE-1017 of Actuated Valve 777-BDV-1017 | PSV-Conventional | 0
108-HVAH-0001 | Air Handling Unit, No1, HVAC, AHU Room, Accom F Deck | Air handling Unit | IC001.01.01
331-SEFM-6100 | Inergen Gaseous, Fire Fighting System, Aft Machinery Space | Fire Fighting System, FM200 | PS005.01
331-SEFM-6200 | Inergen Gaseous, Fire Fighting System, Fwd Machinery Space | Fire Fighting System, FM200 | PS005.01
331-SEFM-6300 | Inergen Gaseous, Fire Fighting System, Paint Store | Fire Fighting System, FM200 | PS005.01
331-SEMF-5114 | Foam & Water Monitor, Foam, FZ07 | Monitor, Foam | PS003.01.02
331-SEMF-5511 | Foam & Water Monitor, Helideck Foam Monitor | Monitor, Foam | PS003.01.02
331-SEMF-5512 | Foam & Water Monitor, Helideck Foam Monitor | Monitor, Foam | PS003.01.02
331-SEMF-5513 | Foam & Water Monitor, Helideck Foam Monitor | Monitor, Foam | PS003.01.02
331-SEMF-5521 | Foam & Water Monitor, Foam, Aft Offloading Area | Monitor, Foam | PS003.01.02
331-SEMF-5531 | Foam & Water Monitor, Foam, Aft Cargo Area (PS) | Monitor, Foam | PS003.01.02
331-SEMF-5532 | Foam & Water Monitor, Foam, Aft Cargo Area (SB) | Monitor, Foam | PS003.01.02
331-SEMF-5541 | Foam & Water Monitor, Foam, Fwd Cargo Area PS | Monitor, Foam | PS003.01.02
331-SEMF-5542 | Foam & Water Monitor, Foam, Fwd Cargo Area SB | Monitor, Foam | PS003.01.02
331-SEWM-6400 | Water Mist Fire Fighting System, Water Mist, System Skid | Fire Fighting System, Water Mist | PS005.01
331-SPHY-0502 | Fire Hydrant, Foam, 2.5", FZ10 PS | Hydrant, Fire | PS003.01.02
331-SPHY-0503 | Fire Hydrant, Foam, 2.5", FZ10 SB | Hydrant, Fire | PS003.01.02
331-SPHY-0504 | Fire Hydrant, Foam, 2.5", FZ09 PS | Hydrant, Fire | PS003.01.02
331-SPHY-0505 | Fire Hydrant, Foam, 2.5", FZ09 SB | Hydrant, Fire | PS003.01.02
331-SPHY-0506 | Fire Hydrant, Foam, 2.5", FZ08 PS | Hydrant, Fire | PS003.01.02
331-SPHY-0507 | Fire Hydrant, Foam, 2.5", FZ08 SB | Hydrant, Fire | PS003.01.02
331-SPHY-0508 | Fire Hydrant, Foam, 2.5", FZ07 PS | Hydrant, Fire | PS003.01.02
331-SPHY-0509 | Fire Hydrant, Foam, 2.5", FZ07 SB | Hydrant, Fire | PS003.01.02
331-SPHY-0510 | Fire Hydrant, Foam, 2.5", FZ06 PS | Hydrant, Fire | PS003.01.02
331-SPHY-0511 | Fire Hydrant, Foam, 2.5", FZ06 SB | Hydrant, Fire | PS003.01.02
331-SPHY-0512 | Fire Hydrant, Foam, 2.5", FZ05 PS | Hydrant, Fire | PS003.01.02
448-NAFL-0712 | Flood Light, Escape, Escape Route (S) Main Deck | Light, Flood | ER001.01
448-NAFL-0751 | Flood Light, Escape, FR13(S), Main Deck | Light, Flood | ER001.01
448-NAFL-0752 | Flood Light, Escape, FR13(P), Main Deck | Light, Flood | ER001.01
448-NAFL-1101 | Flood Light, Escape, Engine Room, AMS Deck 3 | Light, Flood | ER001.01
448-NAFL-1102 | Flood Light, Escape, Engine Room, AMS Deck 3 | Light, Flood | ER001.01
448-NAFL-1103 | Flood Light, Emergency, Machinery Space, AMS Deck 3 | Light, Flood | ER001.01
448-NAFL-1104 | Flood Light, Emergency, Machinery Space, AMS Deck 3 | Light, Flood | ER001.01
448-NAFL-1301 | Flood Light, Emergency, Machinery Space, AMS Deck 5 | Light, Flood | ER001.01
448-NAFL-1302 | Flood Light, Emergency, Machinery Space, AMS Deck 5 | Light, Flood | ER001.01
448-NAFL-1303 | Flood Light, Emergency, Machinery Space, AMS Deck 5 | Light, Flood | ER001.01
448-NAFL-1304 | Flood Light, Emergency, Machinery Space, AMS Deck 5 | Light, Flood | ER001.01
448-NAFL-1501 | Flood Light, Escape, Escape Route, Forcastle Deck | Light, Flood | ER001.01
448-NAFL-1502 | Flood Light, Escape, Escape Route (P), Main Deck | Light, Flood | ER001.01
448-NAFL-1503 | Flood Light, Escape, Escape Route (P), Main Deck | Light, Flood | ER001.01
448-NAFL-1512 | Flood Light, Escape, Escape Route (S), Main Deck | Light, Flood | ER001.01
448-NAFL-1513 | Flood Light, Escape, Escape Route (S), Main Deck | Light, Flood | ER001.01
448-NAFL-1522 | Flood Light, Escape, Escape Route, Forcastle Deck | Light, Flood | ER001.01
448-NAFL-2001 | Flood Light, Emergency, LF53, Lifeboat Embarkation (P), D Deck | Light, Flood | ER001.01
448-NAFL-2002 | Flood Light, Emergency, LF53, Lifeboat Embarkation (P), D Deck | Light, Flood | ER001.01
773-VEPT-0001 | Pig Trap, Gas Lift Pig Launcher, Gas Lift System 1 | Pig Trap | PC002.04
773-VEPT-0002 | Pig Trap, Gas Lift Pig Launcher, Gas Lift System 2 | Pig Trap | PC002.04
773-VEPT-0003 | Pig Trap, Gas Lift Pig Launcher, Gas Lift System 3 | Pig Trap | PC002.04
773-VEPT-0004 | Pig Trap, Gas Lift Pig Launcher, Gas Lift System 4 | Pig Trap | PC002.04
773-VEPT-0005 | Pig Trap, Gas Lift Pig Launcher, Gas Lift System 5 | Pig Trap | PC002.04
773-VEPT-0006 | Pig Trap, Gas Lift Pig Launcher, Gas Lift System 6 | Pig Trap | PC002.04
773-VEPT-0007 | Pig Trap, Gas Lift Pig Launcher, Gas Lift System 7 | Pig Trap | PC002.04
128-PURE-0101A | Pump, Subsea Ethanol/MEG, A | Pump, Reciprocating | PC002.01
128-PURE-0101B | Pump, Subsea Ethanol/MEG, B | Pump, Reciprocating | PC002.01
128-PURE-0101C | Pump, Subsea Ethanol/MEG, C | Pump, Reciprocating | PC002.01
128-PURE-0102A | Pump, Topsides Ethanol/MEG, A | Pump, Reciprocating | PC002.01
128-PURE-0102B | Pump, Topsides Ethanol/MEG, B | Pump, Reciprocating | PC002.01
108-HVAH-0002 | Air Handling Unit, No2, HVAC, AHU Room, Accom F Deck | Air handling Unit | IC001.01.01
108-HVAH-0003 | Air Handling Unit, HVAC, Galley, AHU Room, Accom F Deck | Air handling Unit | IC001.01.01
108-HVAH-0005 | Air Handling Unit, Mechanical Workshop | Air handling Unit | IC001.01.01
108-HVAH-0006 | Air Handling Unit, E&I Workshop | Air handling Unit | IC001.01.01
108-HVAV-0001 | HVAC Unit Package, Back Up, AER/CER, Main Deck | HVAC Package Unit | IC001.01.01
108-HVAV-0002 | HVAC Unit Package, Back Up, Wheelhouse, Nav Bridge Deck | HVAC Package Unit | IC001.01.01
108-HVAV-0003 | HVAC Unit Package, Back Up, CCR, Comm Room, A Deck | HVAC Package Unit | IC001.01.01
108-HVAV-0004 | HVAC Unit Package, Back Up, Main Mess, B Deck | HVAC Package Unit | IC001.01.01
108-HVAV-0005 | HVAC Unit Package, Battery Room, Accom Top Deck | HVAC Package Unit | IC001.01.01
108-HVAV-0007 | HVAC Unit Package, Back Up Unit, UPS Room, Navigation Deck | HVAC Package Unit | IC001.01.01
108-HVAV-0008 | HVAC Unit Package, Back Up, TER, Nav Bridge Deck | HVAC Package Unit | IC001.01.01
108-HVAV-2200 | HVAC Unit Package, Laboratory, Roof Top, TS130 | HVAC Package Unit | IC001.01.01
108-HVAV-2500 | HVAC Unit Package, Laboratory, Roof Top, TS130 | HVAC Package Unit | IC001.01.01
331-SPHY-0513 | Fire Hydrant, Foam, 2.5", FZ05 SB | Hydrant, Fire | PS003.01.02
331-SPHY-0514 | Fire Hydrant, Foam, 2.5", FZ04 PS | Hydrant, Fire | PS003.01.02
331-SPHY-0515 | Fire Hydrant, Foam, 2.5", FZ04 SB | Hydrant, Fire | PS003.01.02
331-SPHY-0516 | Fire Hydrant, Foam, 2.5", FZ03 PS | Hydrant, Fire | PS003.01.02
331-SPHY-0517 | Fire Hydrant, Foam, 2.5", FZ03 SB | Hydrant, Fire | PS003.01.02
331-SPHY-0518 | Fire Hydrant, Foam, 2.5", FZ02 PS | Hydrant, Fire | PS003.01.02
331-SPHY-0519 | Fire Hydrant, Foam, 2.5", FZ02 SB | Hydrant, Fire | PS003.01.02
331-SPHY-0579 | Fire Hydrant, Fire Water, 2.5", FZ03 PS | Hydrant, Fire | PS008.02.02
331-SPHY-0580 | Fire Hydrant, Fire Water 2.5", FZ03 PS | Hydrant, Fire | PS008.02.02
331-SPHY-0581 | Fire Hydrant, Fire Water, 2.5", FZ02 PS | Hydrant, Fire | PS008.02.02
331-SPHY-0582 | Fire Hydrant, Fire Water, 2.5", FZ02 PS | Hydrant, Fire | PS008.02.02
331-SPHY-0583 | Fire Hydrant, Fire Water, 2.5", FZ01 PS | Hydrant, Fire | PS008.02.02
331-SPHY-0584 | Fire Hydrant, Fire Water, 2.5", FZ01 PS | Hydrant, Fire | PS008.02.02
331-SPHY-0585 | Fire Hydrant, Fire Water 2.5", FZ03 SB | Hydrant, Fire | PS008.02.02
331-SPHY-0586 | Fire Hydrant, Fire Water, 2.5", FZ03 SB | Hydrant, Fire | PS008.02.02
331-SPHY-0587 | Fire Hydrant, Fire Water, 2.5", FZ02 SB | Hydrant, Fire | PS008.02.02
331-SPHY-0588 | Fire Hydrant, Fire Water, 2.5", FZ02 SB | Hydrant, Fire | PS008.02.02
331-SPHY-0589 | Fire Hydrant, Fire Water, 2.5", FZ01 SB | Hydrant, Fire | PS008.02.02
331-SPHY-0590 | Fire Hydrant, Fire Water, 2.5", FZ01 SB | Hydrant, Fire | PS008.02.02
331-SPHY-0591 | Fire Hydrant, Fire Water, 2.5", FZ05 PS | Hydrant, Fire | PS008.02.02
331-SPHY-0592 | Fire Hydrant, Fire Water, 2.5", FZ05 PS | Hydrant, Fire | PS008.02.02
331-SPHY-0593 | Fire Hydrant, Fire Water, 2.5", FZ04 PS | Hydrant, Fire | PS008.02.02
331-SPHY-0594 | Fire Hydrant, Fire Water, 2.5", FZ04 PS | Hydrant, Fire | PS008.02.02
448-NAFL-2003 | Flood Light, Emergency, LF53, Lifeboat Embarkation (S), D Deck | Light, Flood | ER001.01
448-NAFL-2004 | Flood Light, Emergency, LF53, Lifeboat Embarkation (S), D Deck | Light, Flood | ER001.01
448-NAFL-2011 | Flood Light, Emergency, LF54, Lifeboat Launching (P), C Deck | Light, Flood | ER001.01
448-NAFL-2012 | Flood Light, Emergency, LF54, Lifeboat Launching (P), C Deck | Light, Flood | ER001.01
448-NAFL-2013 | Flood Light, Emergency, LF54, Lifeboat Launching (S), C Deck | Light, Flood | ER001.01
448-NAFL-2014 | Flood Light, Emergency, LF54, Lifeboat Launching (S), C Deck | Light, Flood | ER001.01
448-NAFL-2031 | Flood Light, Emergency, Liferafts (P), Bulwark Top, Forecastle Deck | Light, Flood | ER001.01
448-NAFL-2032 | Flood Light, Emergency, Liferafts (S), Bulwark Top, Forecastle Deck | Light, Flood | ER001.01
773-VEPT-0008 | Pig Trap, Gas Lift Pig Launcher, Gas Lift System 8 | Pig Trap | PC002.04
773-VEPT-0009 | Pig Trap, Gas Lift Pig Launcher, Gas Lift System 9 | Pig Trap | PC002.04
773-VEPT-0010 | Pig Trap, Gas Lift Pig Launcher, Gas Lift System 10 | Pig Trap | PC002.04
773-VEPT-0011 | Pig Trap, Gas Lift Pig Launcher, Gas Lift System 11 | Pig Trap | PC002.04
773-VEPT-0012 | Pig Trap, Gas Lift Pig Launcher, Gas Lift System 12 | Pig Trap | PC002.04
775-VEPT-0001 | Pig Trap, Gas Injection WAG Slot A Pig Launcher 1 | Pig Trap | PC002.04
775-VEPT-0002 | Pig Trap, Gas Injection WAG Slot A Pig Launcher 2 | Pig Trap | PC002.04
775-VEPT-0003 | Pig Trap, Gas Injection WAG Slot A Pig Launcher 3 | Pig Trap | PC002.04
775-VEPT-0004 | Pig Trap, Gas Injection WAG Slot A Pig Launcher 4 | Pig Trap | PC002.04
775-VEPT-0005 | Pig Trap, Gas Injection WAG Slot A Pig Launcher 5 | Pig Trap | PC002.04
775-VEPT-0006 | Pig Trap, Gas Injection WAG Slot A Pig Launcher 6 | Pig Trap | PC002.04
775-VEPT-0007 | Pig Trap, Gas Injection WAG Slot A Pig Launcher 7 | Pig Trap | PC002.04
775-VEPT-0008 | Pig Trap, Gas injection Pig Receiver 1 | Pig Trap | PC002.04
775-VEPT-0009 | Pig Trap, Gas injection Pig Receiver 2 | Pig Trap | PC002.04
776-PKFL-0100 | Flare Package, Gas Flare Tip Package | Flare Tip | PC005.01.02
776-PKFL-0200 | Flare Ignition Control Panel, Topsides Gas Flare Ignition Panel | Flare Ignition Panel | PC005.01.02
776-VESE-0001 | Separator, HP Flare Drum | Separator | PC002.04
776-VESE-0002 | Separator, LP Flare Drum | Separator | PC002.04
113-SPBX-001-MIS | Drain Box, Qty: 9, TS001-HP Separation Module | Box, Drain | ER008.01.02
113-SPBX-002-MIS | Drain Box, Qty: 16, TS002-LP Separation Module | Box, Drain | ER008.01.02
113-SPBX-011-MIS | Drain Box, Qty: 11, TS011-MGC/IGC and Dehydration Module | Box, Drain | ER008.01.02
113-SPBX-012-MIS | Drain Box, Qty: 7, TS012-LPGC and MGC/IGC MOD1 | Box, Drain | ER008.01.02
113-SPBX-013-MIS | Drain Box, Qty: 7, TS013-LPGC and MGC/IGC MOD2 | Box, Drain | ER008.01.02
113-SPBX-017-MIS | Drain Box, Qty: 9, TS017-CO2 Compression Module | Box, Drain | ER008.01.02
113-SPBX-021-MIS | Drain Box, Qty: 13, TS021-Vapor Recovery Unit Module | Box, Drain | ER008.01.02
113-SPBX-024-MIS | Drain Box, Qty: 12, TS024-CO2 Membrane and SB Laydown FWD Module | Box, Drain | ER008.01.02
113-SPBX-031-MIS | Drain Box, Qty: 4, TS031-Power Generation 1 | Box, Drain | ER008.01.02
113-SPBX-032-MIS | Drain Box, Qty: 4, TS032-Power Generation 2 | Box, Drain | ER008.01.02
113-SPBX-041-MIS | Drain Box, Qty: 10, TS041-Riser & Manifold 1 | Box, Drain | ER008.01.02
113-SPBX-042-MIS | Drain Box, Qty: 4, TS042-Riser & Manifold 2 | Box, Drain | ER008.01.02
113-SPBX-043-MIS | Drain Box, Qty: 4, TS043-Riser & Manifold 3 | Box, Drain | ER008.01.02
113-SPBX-044-MIS | Drain Box, Qty: 8, TS044-Riser & Manifold 4 | Box, Drain | ER008.01.02
113-SPBX-045-MIS | Drain Box, Qty: 14, TS045-Riser Winch Support | Box, Drain | ER008.01.02
113-SPBX-051-MIS | Drain Box, Qty: 11, TS051-Flare KO Drum and TEG Reg Module | Box, Drain | ER008.01.02
113-SPBX-061-MIS | Drain Box, Qty: 4, TS061-Seawater Treatment 1 | Box, Drain | ER008.01.02
113-SPBX-062-MIS | Drain Box, Qty: 4, TS062-Seawater Treatment 2 | Box, Drain | ER008.01.02
113-SPBX-091-MIS | Drain Box, Qty: 4, TS091-Water Injection & Utilities Module | Box, Drain | ER008.01.02
113-SPBX-130-MIS | Drain Box, Qty: 12, TS130-Local Equipment Room Module | Box, Drain | ER008.01.02
113-SPBX-151-MIS | Drain Box, Qty: 8, TS151-Starboard Laydown AFT Module | Box, Drain | ER008.01.02
113-SPBX-152-MIS | Drain Box, Qty: 5, TS152-Aux. Starboard Laydown AFT Module | Box, Drain | ER008.01.02
108-HVEF-0002 | Fan, Exhaust, Laundry, Accom C Deck | Fan | IC001.01.01
108-HVEF-0003 | Fan, Exhaust, Double-Speed, Galley, B Deck | Fan | IC001.01.01
108-HVEF-0004 | Fan, Exhaust, Duty Smoking Room, Accom C Deck | Fan | IC001.01.01
108-HVEF-0005 | Fan, Exhaust, Accommodation No1, Accom Top Deck | Fan | IC001.01.01
108-HVEF-0006 | Fan, Exhaust, Accommodation No2, Accom Top Deck | Fan | IC001.01.01
108-HVEF-0007 | Fan, Exhaust, Hospital/Treatment Room, C Deck | Fan | IC001.01.01
108-HVEF-0008 | Fan, Exhaust, Fwd Fire Pump Room 1 | Fan | IC001.01.01
108-HVEF-0009 | Fan, Exhaust, Fwd Fire Pump Room 2 | Fan | IC001.01.01
108-HVEF-0010 | Fan, Exhaust, Fwd Inergen Extinguish System Room | Fan | IC001.01.01
108-HVEF-0012 | Fan, Exhaust, Aft Gaseous Fire Extinguishing System Room | Fan | IC001.01.01
108-HVEF-0013 | Fan, Exhaust, Aft Fire Pump Room 1 | Fan | IC001.01.01
108-HVEF-0014 | Fan, Exhaust, Aft Fire Pump Room 2 | Fan | IC001.01.01
108-HVEF-0015 | Fan, Exhaust, Mechanical Workshop | Fan | IC001.01.01
108-HVEF-0016 | Fan, Exhaust, Welding Hood, Mechanical Workshop | Fan | IC001.01.01
108-HVEF-0017 | Fan, Exhaust, No1, Aft Machinery Space PS | Fan | IC001.01.01
108-HVEF-0018 | Fan, Exhaust, No1, Engine Room | Fan | IC001.01.01
108-HVEF-0019 | Fan, Exhaust, No2, Engine Room | Fan | IC001.01.01
331-SPHY-0595 | Fire Hydrant, Fire Water, 2.5", FZ05 SB | Hydrant, Fire | PS008.02.02
331-SPHY-0596 | Fire Hydrant, Fire Water, 2.5", FZ05 SB | Hydrant, Fire | PS008.02.02
331-SPHY-0597 | Fire Hydrant, Fire Water, 2.5", FZ04 SB | Hydrant, Fire | PS008.02.02
331-SPHY-0598 | Fire Hydrant, Fire Water, 2.5", FZ04 SB | Hydrant, Fire | PS008.02.02
331-SPHY-0619 | Fire Hydrant, Fire Water, 2.5", FZ01 CL | Hydrant, Fire | PS008.02.02
331-SPHY-0620 | Fire Hydrant, Fire Water, 2.5", FZ01 CL | Hydrant, Fire | PS008.02.02
775-TST-6047-1 | Temperature Transmitter, Safety, Gas Inj Mfd To Press. Cold Flare Hdr | Transmitter, Temperature | SD002.03.02
775-TST-6047-2 | Temperature Transmitter, Safety, Gas Inj Mfd To Press. Cold Flare Hdr | Transmitter, Temperature | SD002.03.02
775-TST-6047-3 | Temperature Transmitter, Safety, Gas Inj Mfd To Press. Cold Flare Hdr | Transmitter, Temperature | SD002.03.02
331-VABF-5002 | Manual Valve, 6", LC, Bypass, 331-SVDV-0201 | Valve, Ball | PS008.02.02
331-VABF-5007 | Manual Valve, 10", LC, Bypass, 331-SVDV-0202 | Valve, Ball | PS008.02.02
331-VABF-5012 | Manual Valve, 10", LC, Bypass, 331-SVDV-0203 | Valve, Ball | PS008.02.02
331-VABF-5017 | Manual Valve, 10", LC, Bypass, 331-SVDV-0204 | Valve, Ball | PS008.02.02
331-VABF-5022 | Manual Valve, 10", LC, Bypass, 331-SVDV-0205 | Valve, Ball | PS008.02.02
331-VABF-5027 | Manual Valve, 10", LC, Bypass, 331-SVDV-0206 | Valve, Ball | PS008.02.02
331-VABF-5042 | Manual Valve, 10", LC, Bypass, 331-SVDV-0209 | Valve, Ball | PS008.02.02
331-VABF-5047 | Manual Valve, 10", LC, Bypass, 331-SEDP-0201 | Valve, Ball | PS008.02.02
331-VABF-5051 | Manual Valve, 10", LC, Bypass, 331-SVDV-0211 | Valve, Ball | PS008.02.02
331-VABF-0604 | Manual Valve, 24", LO, Isolation, FW Ring Main, FZ03 PS | Valve, Butterfly | PS008.02.01
331-VABF-0605 | Manual Valve, 24", LO, Isolation, FW Ring Main, FZ02 PS | Valve, Butterfly | PS008.02.01
331-VABF-0606 | Manual Valve, 24", LO, Isolation, FW Ring Main, FZ01 PS | Valve, Butterfly | PS008.02.01
331-VABF-0607 | Manual Valve, 24", LO, Isolation, FW Ring Main, FZ03 SB | Valve, Butterfly | PS008.02.01
553-HSC-2430A | Cabinets and Consoles, Server, OS Servers FPSO Fire & Gas Server A, CER | Telecom Cabinets and Consoles | 0
553-HSC-2430B | Cabinets and Consoles, Server, OS Servers FPSO Fire & Gas Server B, CER | Telecom Cabinets and Consoles | 0
556-CMAR-4001 | Antenna System, X-Band Radar, Radar Mast, Top Deck | Antenna System | PS001.02.02
556-CMAR-4002 | Antenna System, S-Band Radar, Radar Mast, Top Deck | Antenna System | PS001.02.02
556-CMAV-2001 | Antenna System, AIS Transponder, Top Deck | Antenna System | PS001.02.02
556-CMCS-4000 | Cabinets and Consoles, Telecom ESD Cabinet, Wheelhouse, Navigation Deck | Telecom Cabinets and Consoles | 0
556-CMNG-1001 | Gyro Compass, 24VDC, Control Box, TER, Navigation Deck | Gyro Compass | PS001.02.02
556-CMNG-1002 | Gyro Compass, Master Unit, TER, Navigation Deck | Gyro Compass | PS001.02.02
874-CRDK-0001 | Pedestal Crane, Knuckle Boom, Aft SB | Crane, Pedestal | SI005.01.01
874-CRDK-0002 | Pedestal Crane, Fixed Boom, Fwd PS | Crane, Pedestal | SI005.01.01
874-CRDK-0003 | Pedestal Crane, PS (NOT INSTALLED) | Crane, Pedestal | SI005.01.01
874-LHDA-0500 | Davit, Mechanical Handling, Cargo/Slop/Skimming/Prod Water/WBT 7 Tanks | Davit | SI005.01.02
874-LHDA-0600 | Davit, Mechanical Handling, MGO/Methanol/Wax Inhibitor Tanks | Davit | SI005.01.02
874-LHDA-1500 | Davit, Davit Crane (Fix Type) | Davit | SI005.01.02
874-LHDA-1501 | Davit, Davit Crane (Fix Type) | Davit | SI005.01.02
874-LHDA-1502 | Davit, Davit Crane (Portable Type) | Lifting accessories | SI005.01.02
874-LHDA-1504 | Davit, Davit Crane (Fix Type) | Davit | SI005.01.02
874-LHDA-1505 | Davit, Davit Crane (Fix Type) | Davit | SI005.01.02
874-LHDA-1506 | Davit, Davit Crane (Fix Type) | Davit | SI005.01.02
874-LHDA-1507 | Davit, Davit Crane (Fix Type) | Davit | SI005.01.02
874-LHDA-1508 | Davit, Davit Crane (Portable Type) | Lifting accessories | SI005.01.02
874-LHDA-1509 | Davit, Davit Crane (Fix Type) | Davit | SI005.01.02
113-SPBX-170-MIS | Drain Box, Qty: 4, TS170-Metering Unit Module | Box, Drain | ER008.01.02
113-SPBX-200-MIS | Drain Box, Qty: 5, VE200-Riser & FWD Mooring HPU Platform | Box, Drain | ER008.01.02
122-PSV-1113-A-2 | PSV for Air Tank 122-AVE-1113-A-2 of Actuated Valve 122-FCV-1113-A-2 | PSV-Conventional | 0
122-PSV-1113-B-2 | PSV for Air Tank 122-AVE-1113-B-2 of Actuated Valve 122-FCV-1113-B-2 | PSV-Conventional | 0
122-PSV-1113-C-2 | PSV for Air Tank 122-AVE-1113-C-2 of Actuated Valve 122-FCV-1113-C-2 | PSV-Conventional | 0
122-PSV-1113-D-2 | PSV for Air Tank 122-AVE-1113-D-2 of Actuated Valve 122-FCV-1113-D-2 | PSV-Conventional | 0
661-BDV-0407-PFP | PFP, VALVE, 661-BDV-0407-PFP | Passive Fire Protection (PFP) | PS002.01
661-SDV-5101-PFP | PFP, VALVE, 661-SDV-5101-PFP | Passive Fire Protection (PFP) | PS002.01
661-SDV-5106-PFP | PFP, VALVE, 661-SDV-5106-PFP | Passive Fire Protection (PFP) | PS002.01
661-SDV-5201-PFP | PFP, VALVE, 661-SDV-5201-PFP | Passive Fire Protection (PFP) | PS002.01
661-SDV-5206-PFP | PFP, VALVE, 661-SDV-5206-PFP | Passive Fire Protection (PFP) | PS002.01
661-SDV-5301-PFP | PFP, VALVE, 661-SDV-5301-PFP | Passive Fire Protection (PFP) | PS002.01
661-SDV-5306-PFP | PFP, VALVE, 661-SDV-5306-PFP | Passive Fire Protection (PFP) | PS002.01
661-SDV-5401-PFP | PFP, VALVE, 661-SDV-5401-PFP | Passive Fire Protection (PFP) | PS002.01
661-SDV-5406-PFP | PFP, VALVE, 661-SDV-5406-PFP | Passive Fire Protection (PFP) | PS002.01
661-SDV-5501-PFP | PFP, VALVE, 661-SDV-5501-PFP | Passive Fire Protection (PFP) | PS002.01
661-SDV-5506-PFP | PFP, VALVE, 661-SDV-5506-PFP | Passive Fire Protection (PFP) | PS002.01
661-SDV-5601-PFP | PFP, VALVE, 661-SDV-5601-PFP | Passive Fire Protection (PFP) | PS002.01
661-SDV-5606-PFP | PFP, VALVE, 661-SDV-5606-PFP | Passive Fire Protection (PFP) | PS002.01
661-SDV-5701-PFP | PFP, VALVE, 661-SDV-5701-PFP | Passive Fire Protection (PFP) | PS002.01
331-VABF-0608 | Manual Valve, 24", LO, Isolation, FW Ring Main, FZ02 SB | Valve, Butterfly | PS008.02.01
331-VABF-0609 | Manual Valve, 24", LO, Isolation, FW Ring Main, FZ01 SB | Valve, Butterfly | PS008.02.01
331-VABF-0610 | Manual Valve, 16", LO, Isolation, FW Ring Main Cross-Connection, FZ03 SB | Valve, Butterfly | PS008.02.01
331-VABF-0611 | Manual Valve, 16", LO, Isolation, FW Ring Main Cross-Connection, FZ03 PS | Valve, Butterfly | PS008.02.01
331-VABF-0612 | Manual Valve, 20", LO, Isolation, FW Ring Main Cross-Connection, FZ02 SB | Valve, Butterfly | PS008.02.01
331-VABF-0613 | Manual Valve, 20", LO, Isolation, FW Ring Main Cross-Connection, FZ02 PS | Valve, Butterfly | PS008.02.01
331-VABF-0614 | Manual Valve, 16", LO, Isolation, FW Ring Main Cross-Connection, FZ05 SB | Valve, Butterfly | PS008.02.01
331-VABF-0615 | Manual Valve, 16", LO, Isolation, FW Ring Main Cross-Connection, FZ05 PS | Valve, Butterfly | PS008.02.01
331-VABF-0616 | Manual Valve, 16", LO, Isolation, FW Ring Main Cross-Connection, FZ04 SB | Valve, Butterfly | PS008.02.01
331-VABF-0617 | Manual Valve, 16", LO, Isolation, FW Ring Main Cross-Connection, FZ04 PS | Valve, Butterfly | PS008.02.01
331-VABF-0618 | Manual Valve, 24", LO, Isolation, FW Ring Main, FZ05 PS | Valve, Butterfly | PS008.02.01
331-VABF-0619 | Manual Valve, 24", LO, Isolation, FW Ring Main, FZ04 PS | Valve, Butterfly | PS008.02.01
331-VABF-0982 | Manual Valve, 6", LO, Isolation, FW To Fire/Foam Hydrants, FZ04 SB | Valve, Butterfly | PS008.02.01
331-VABF-0620 | Manual Valve, 24", LO, Isolation, FW Ring Main, FZ05 SB | Valve, Butterfly | PS008.02.01
556-CMNG-1021 | Gyro Compass, Serial Distributor, TER, Navigational Deck | Gyro Compass | PS001.02.02
556-CMNG-1027 | Gyro Compass, Operation Unit, Wheelhouse, Navigational Deck | Gyro Compass | PS001.02.02
556-CMNG-2001 | Gyro Compass, Magnetic, Top Deck | Gyro Compass | PS001.02.02
556-CMNI-7001 | Navigation System, Processor Unit, ECDIS, Wheelhouse, Navigation Deck | Navigation System | PS001.02.02
556-CMNS-4001 | S-Band Radar Transmitter, Wheel House, Navigation Deck | S-Band Radar Transmitter | PS001.02.02
556-CMNS-4002 | S-Band Radar Transmitter, Control Unit, S-Band Radar, Wheelhouse | S-Band Radar Transmitter | PS001.02.02
556-CMNS-4003 | S-Band Radar Transmitter, S-Band Radar Processor Unit Terminal Board, NCC | S-Band Radar Transmitter | PS001.02.02
556-CMNS-4004 | S-Band Radar Transmitter, S-Band Radar Power Supply Unit, NCC, Navigation Deck | S-Band Radar Transmitter | PS001.02.02
556-CMNU-4001 | Radar Display Unit, Display Unit, X-Band Radar, CCR, A-Deck | Satellite System | PS001.02.02
556-CMNU-4002 | Radar Display Unit, Display Unit, S-Band Radar, Wheelhouse, Navigation Deck | Satellite System | PS001.02.02
556-CMNX-4001 | X-Band Radar Transmitter, Central Control Unit, X-Band Radar, CCR, A-Deck | X-Band Radar Transmitter | PS001.02.02
556-CMNX-4002 | X-Band Radar Transmitter, Control Unit, X-Band Radar, CCR, A-Deck | X-Band Radar Transmitter | PS001.02.02
556-CMNX-4003 | Power Supply, Power Supply Unit, X-Band Radar, CCR, A-Deck | X-Band Radar Transmitter | PS001.02.02
556-CMNX-4004 | Junction Box, Junction Box, X-Band Radar, CCR, A-Deck | X-Band Radar Transmitter | PS001.02.02
556-CMNX-4006 | X-Band Radar Transmitter, Power Control Box, X-Band Radar, Wheelhouse | X-Band Radar Transmitter | PS001.02.02
556-CMSA-2001 | Satellite System, Power Terminal Block, AIS | Satellite System | ER003.03
874-LHDA-1510 | Davit, Davit Crane (Fix Type) | Davit | SI005.01.02
874-LHDA-1511 | Davit, Davit Crane (Fix Type) | Davit | SI005.01.02
874-LHDA-1512 | Davit, Davit Crane (Fix Type) | Davit | SI005.01.02
874-LHDA-1513 | Davit, Davit Crane (Fix Type) | Davit | SI005.01.02
874-LHDA-1514 | Davit, Davit Crane (Portable Type) | Lifting accessories | SI005.01.02
874-LHDA-1515 | Davit, Davit Crane (Portable Type) | Lifting accessories | SI005.01.02
874-LHDA-1516 | Davit, Davit Crane (Fix Type) | Davit | SI005.01.02
874-LHDA-1518 | Davit, Davit Crane (Fix Type) | Davit | SI005.01.02
874-LHLI-1000 | Elevator / Lift, Accomodation | Elevator and Lift | 0
874-NAAO-2315 | Obstruction Light, Fixed Boom Crane, Fwd PS | Light, Obstruction | PS001.03
874-NAAO-2316 | Obstruction Light, Fixed Boom Crane, Fwd PS | Light, Obstruction | PS001.03
874-NAAO-6115 | Obstruction Light, Fixed Boom Crane, Starboard | Light, Obstruction | PS001.03
874-NAAO-6116 | Obstruction Light, Fixed Boom Crane, Starboard | Light, Obstruction | PS001.03
874-NAAO-6315 | Obstruction Light, Knuckle Boom Crane, Starboard | Light, Obstruction | PS001.03
874-NAAO-6316 | Obstruction Light, Knuckle Boom Crane, Starboard | Light, Obstruction | PS001.03
874-NAAO-6422 | Obstruction Light, Knuckle Boom Crane, Starboard | Light, Obstruction | PS001.03
999-LHLA-3101 | Hoisting Equipment, Trolley Hoist, Emergency Generator Room | Trolley | SI005.01.02
999-LHLA-3102 | Hoisting Equipment, Trolley Hoist, Emergency Generator Room | Trolley | SI005.01.02
999-LHLA-4101 | Hoisting Equipment, Trolley Hoist, FWD Machinery Space | Hoisting Equipment | SI005.01.02
999-LHLA-4102 | Hoisting Equipment, Trolley Hoist, FWD Machinery Space | Hoisting Equipment | SI005.01.02
999-LHLA-4103 | Hoisting Equipment, Trolley Hoist, FWD Machinery Space | Hoisting Equipment | SI005.01.02
999-LHLA-4104 | Hoisting Equipment, Trolley Hoist, FWD Machinery Space | Hoisting Equipment | SI005.01.02
553-DM-8507A-1 | Push Button, Manual Release, Water Mist System, Main/Inj Gas Compr, Trn A | Input device on/off Push button | PS005.01
553-DM-8507A-2 | Push Button, Manual Release, Water Mist System, Main/Inj Gas Compr, Trn A | Input device on/off Push button | PS005.01
553-DM-8507B-1 | Push Button, Manual Release, Water Mist System, Main/Inj Gas Compr, Trn B | Input device on/off Push button | PS005.01
553-DM-8507B-2 | Push Button, Manual Release, Water Mist System, Main/Inj Gas Compr, Trn B | Input device on/off Push button | PS005.01
553-DM-8507C-1 | Push Button, Manual Release, Water Mist System, Main/Inj Gas Compr, Trn C | Input device on/off Push button | PS005.01
553-DM-8507C-2 | Push Button, Manual Release, Water Mist System, Main/Inj Gas Compr, Trn C | Input device on/off Push button | PS005.01
565-CMPB-0006A | PAGA System, Ex (Hazardous Area) Flashing Beacon | PAGA System | ER003.02
565-CMPB-0006B | PAGA System, Ex (Hazardous Area) Flashing Beacon | PAGA System | ER003.02
565-CMPB-0007A | PAGA System, Ex (Hazardous Area) Flashing Beacon | PAGA System | ER003.02
565-CMPB-0007B | PAGA System, Ex (Hazardous Area) Flashing Beacon | PAGA System | ER003.02
565-CMPB-0008A | PAGA System, Ex (Hazardous Area) Flashing Beacon | PAGA System | ER003.02
565-CMPB-0008B | PAGA System, Ex (Hazardous Area) Flashing Beacon | PAGA System | ER003.02
565-CMPB-0009A | PAGA System, Ex (Hazardous Area) Flashing Beacon | PAGA System | ER003.02
565-CMPB-0009B | PAGA System, Ex (Hazardous Area) Flashing Beacon | PAGA System | ER003.02
565-CMPB-0013A | PAGA System, Ex (Hazardous Area) Flashing Beacon | PAGA System | ER003.02
565-CMPB-0013B | PAGA System, Ex (Hazardous Area) Flashing Beacon | PAGA System | ER003.02
565-CMPB-0014A | PAGA System, Ex (Hazardous Area) Flashing Beacon | PAGA System | ER003.02
661-SDV-5706-PFP | PFP, VALVE, 661-SDV-5706-PFP | Passive Fire Protection (PFP) | PS002.01
661-SDV-5801-PFP | PFP, VALVE, 661-SDV-5801-PFP | Passive Fire Protection (PFP) | PS002.01
661-SDV-5806-PFP | PFP, VALVE, 661-SDV-5806-PFP | Passive Fire Protection (PFP) | PS002.01
661-SDV-5901-PFP | PFP, VALVE, 661-SDV-5901-PFP | Passive Fire Protection (PFP) | PS002.01
661-SDV-5906-PFP | PFP, VALVE, 661-SDV-5906-PFP | Passive Fire Protection (PFP) | PS002.01
661-SDV-6001-PFP | PFP, VALVE, 661-SDV-6001-PFP | Passive Fire Protection (PFP) | PS002.01
661-SDV-6006-PFP | PFP, VALVE, 661-SDV-6006-PFP | Passive Fire Protection (PFP) | PS002.01
661-SDV-6101-PFP | PFP, VALVE, 661-SDV-6101-PFP | Passive Fire Protection (PFP) | PS002.01
661-SDV-6106-PFP | PFP, VALVE, 661-SDV-6106-PFP | Passive Fire Protection (PFP) | PS002.01
661-SDV-6201-PFP | PFP, VALVE, 661-SDV-6201-PFP | Passive Fire Protection (PFP) | PS002.01
661-SDV-6206-PFP | PFP, VALVE, 661-SDV-6206-PFP | Passive Fire Protection (PFP) | PS002.01
667-SDV-5106-PFP | PFP, VALVE, 667-SDV-5106-PFP | Passive Fire Protection (PFP) | PS002.01
771-BDV-0930-PFP | PFP, VALVE, 771-BDV-0930-PFP | Passive Fire Protection (PFP) | PS002.01
772-BDV-1111-PFP | PFP, VALVE, 772-BDV-1111-PFP | Passive Fire Protection (PFP) | PS002.01
772-BDV-1113-PFP | PFP, VALVE, 772-BDV-1113-PFP | Passive Fire Protection (PFP) | PS002.01
772-BDV-1721-PFP | PFP, VALVE, 772-BDV-1721-PFP | Passive Fire Protection (PFP) | PS002.01
772-BDV-1740-PFP | PFP, VALVE, 772-BDV-1740-PFP | Passive Fire Protection (PFP) | PS002.01
772-BDV-1742-PFP | PFP, VALVE, 772-BDV-1742-PFP | Passive Fire Protection (PFP) | PS002.01
772-BDV-7031-PFP | PFP, VALVE, 772-BDV-7031-PFP | Passive Fire Protection (PFP) | PS002.01
772-BDV-7724-PFP | PFP, VALVE, 772-BDV-7724-PFP | Passive Fire Protection (PFP) | PS002.01
772-BDV-7803-PFP | PFP, VALVE, 772-BDV-7803-PFP | Passive Fire Protection (PFP) | PS002.01
772-VECE-003-PFP | PFP, VALVE, 772-VECE-003-PFP | Passive Fire Protection (PFP) | PS002.01
773-BDV-0004-PFP | PFP, VALVE, 773-BDV-0004-PFP | Passive Fire Protection (PFP) | PS002.01
773-SDV-5106-PFP | PFP, VALVE, 773-SDV-5106-PFP | Passive Fire Protection (PFP) | PS002.01
773-SDV-5121-PFP | PFP, VALVE, 773-SDV-5121-PFP | Passive Fire Protection (PFP) | PS002.01
773-SDV-5206-PFP | PFP, VALVE, 773-SDV-5206-PFP | Passive Fire Protection (PFP) | PS002.01
108-HVEF-0020 | Fan, Exhaust, Purifier Room | Fan | IC001.01.01
108-HVEF-0021 | Fan, Exhaust, Cargo System Power Supply Room | Fan | IC001.01.01
108-HVEF-0022 | Fan, Exhaust, Stores | Fan | IC001.01.01
108-HVEF-0023 | Fan, Exhaust, Access Room | Fan | IC001.01.01
108-HVEF-0024 | Fan, Exhaust, Acetylene Room | Fan | IC001.01.01
108-HVEF-0025 | Fan, Exhaust, Oxygen Room | Fan | IC001.01.01
108-HVEF-0026 | Fan, Exhaust, No2, Aft Machinery Space PS | Fan | IC001.01.01
108-HVEF-0027 | Fan, Exhaust, PW HPU Room | Fan | IC001.01.01
108-HVFA-2200 | Fan, Centrifugal, Air Supply, AHU, Battery Room HVAC Package | Fan | IC001.01.01
108-HVFA-2500 | Fan, Centrifugal, Air Supply, AHU, Laboratory HVAC Package | Fan | IC001.01.01
556-CMSA-2002 | Satellite System, AIS Controller, Radio Room | Satellite System | PS001.02.02
556-CMSA-2003 | Satellite System, Lightning Arrestor, AIS | Satellite System | ER003.03
556-CMSA-2004 | Satellite System, 230VAC, AIS Power Supply Unit, Radio Room, Navigation Deck | Satellite System | PS001.02.02
556-CMSA-2005 | Satellite System, Power Supply Unit, Personal Pilot Unit, AIS | Satellite System | ER003.03
556-CMSA-2006 | Satellite System, 230VAC, AIS Transformer Unit, Navigation Deck | Satellite System | PS001.02.02
556-CMSA-2007 | Satellite System, Pilot Plub Box, AIS | Satellite System | ER003.03
556-CMWD-1101 | Weather Monitoring (Meteorological) System, Display Unit No1, GPS System | Weather Monitoring (Meteorological) System | PS001.02.03
556-CMWD-2002 | Weather Monitoring (Meteorological) System, 24VDC, InterConn Unit, Mag Compass | Weather Monitoring (Meteorological) System | PS001.02.03
556-CMWD-2003 | Weather Monitoring (Meteorological) System, Display Unit, Magnetic Compass | Weather Monitoring (Meteorological) System | PS001.02.03
556-CMWP-4001 | Weather Monitoring (Meteorological) System, Processor Unit, X-Band Radar | Weather Monitoring (Meteorological) System | PS001.02.03
556-NAFH-1000 | Foghorn, FWD, Forecastle Deck | Foghorn | PS001.03
556-NAFH-1100 | Foghorn, Fwd, Signal Mast, Forecastle Deck | Foghorn | PS001.03
556-NAFH-9000 | Foghorn, Aft, Navigation Light Mast, Top Deck | Foghorn | PS001.03
556-NAFH-9010 | Foghorn, Main Deck | Foghorn | PS001.03
556-NAFL-0501 | Flood Light, TS017 | Light, Flood | PS001.03
556-NAFL-0502 | Flood Light, TS017 | Light, Flood | PS001.03
999-LHLA-4105 | Hoisting Equipment, Trolley Hoist, FWD Machinery Space | Hoisting Equipment | SI005.01.02
999-LHLA-4201 | Hoisting Equipment, Trolley Hoist, FWD Machinery Space | Hoisting Equipment | SI005.01.02
999-LHLA-4202 | Hoisting Equipment, Trolley Hoist, FWD Machinery Space | Hoisting Equipment | SI005.01.02
999-LHLA-4203 | Hoisting Equipment, Trolley Hoist, FWD Machinery Space | Hoisting Equipment | SI005.01.02
999-LHLA-4204 | Hoisting Equipment, Trolley Hoist, FWD Machinery Space | Hoisting Equipment | SI005.01.02
999-LHLA-4205 | Hoisting Equipment, Trolley Hoist, FWD Machinery Space | Hoisting Equipment | SI005.01.02
999-LHLA-6101 | Hoisting Equipment, Trolley Hoist, AFT Machinery Space Deck 5 | Trolley | SI005.01.02
999-LHLA-6102 | Hoisting Equipment, Trolley Hoist, AFT Machinery Space Deck 5 | Trolley | SI005.01.02
999-LHLA-6103 | Hoisting Equipment, Trolley Hoist, AFT Machinery Space Deck 5 | Trolley | SI005.01.02
999-LHLA-6104 | Hoisting Equipment, Trolley Hoist, AFT Machinery Space Deck 5 | Trolley | SI005.01.02
999-LHLA-6105 | Hoisting Equipment, Trolley Hoist, AFT Machinery Space Deck 4 | Trolley | SI005.01.02
999-LHLA-6106 | Hoisting Equipment, Trolley Hoist, AFT Machinery Space Deck 4 | Trolley | SI005.01.02
999-LHLA-6110 | Hoisting Equipment, Trolley Hoist, AFT Machinery Space Deck 4 | Trolley | SI005.01.02
999-LHLA-6111 | Hoisting Equipment, Trolley Hoist, AFT Machinery Space Deck 4 | Trolley | SI005.01.02
999-LHLA-6112 | Hoisting Equipment, Trolley Hoist, AFT Machinery Space Deck 3 | Trolley | SI005.01.02
999-LHLA-6113 | Hoisting Equipment, Trolley Hoist, AFT Machinery Space Deck 3 | Trolley | SI005.01.02
999-LHLA-6114 | Hoisting Equipment, Trolley Hoist, AFT Machinery Space Deck 3 | Trolley | SI005.01.02
999-LHLA-6115 | Hoisting Equipment, Trolley Hoist, AFT Machinery Space Deck 3 | Trolley | SI005.01.02
999-LHLA-6116 | Hoisting Equipment, Trolley Hoist, AFT Machinery Space Deck 3 | Trolley | SI005.01.02
999-LHLA-6117 | Hoisting Equipment, Trolley Hoist, AFT Machinery Space Deck 3 | Trolley | SI005.01.02
999-LHLA-6118 | Hoisting Equipment, Trolley Hoist, AFT Machinery Space Deck 3 | Trolley | SI005.01.02
999-LHLA-6119 | Hoisting Equipment, Trolley Hoist, AFT Machinery Space Deck 3 | Trolley | SI005.01.02
565-CMPB-0014B | PAGA System, Ex (Hazardous Area) Flashing Beacon | PAGA System | ER003.02
565-CMPB-0015A | PAGA System, Ex (Hazardous Area) Flashing Beacon | PAGA System | ER003.02
565-CMPB-0015B | PAGA System, Ex (Hazardous Area) Flashing Beacon | PAGA System | ER003.02
565-CMPB-0016A | PAGA System, Ex (Hazardous Area) Flashing Beacon | PAGA System | ER003.02
565-CMPB-0016B | PAGA System, Ex (Hazardous Area) Flashing Beacon | PAGA System | ER003.02
565-CMPB-0017A | PAGA System, Ex (Hazardous Area) Flashing Beacon | PAGA System | ER003.02
565-CMPB-0017B | PAGA System, Ex (Hazardous Area) Flashing Beacon | PAGA System | ER003.02
565-CMPB-0018A | PAGA System, Ex (Hazardous Area) Flashing Beacon | PAGA System | ER003.02
565-CMPB-0018B | PAGA System, Ex (Hazardous Area) Flashing Beacon | PAGA System | ER003.02
565-CMPB-0019A | PAGA System, Ex (Hazardous Area) Flashing Beacon | PAGA System | ER003.02
565-CMPB-0019B | PAGA System, Ex (Hazardous Area) Flashing Beacon | PAGA System | ER003.02
565-CMPB-0023A | PAGA System, Ex (Hazardous Area) Flashing Beacon | PAGA System | ER003.02
565-CMPB-0023B | PAGA System, Ex (Hazardous Area) Flashing Beacon | PAGA System | ER003.02
565-CMPB-0024A | PAGA System, Ex (Hazardous Area) Flashing Beacon | PAGA System | ER003.02
565-CMPB-0024B | PAGA System, Ex (Hazardous Area) Flashing Beacon | PAGA System | ER003.02
565-CMPB-0025A | PAGA System, Ex (Hazardous Area) Flashing Beacon | PAGA System | ER003.02
565-CMPB-0025B | PAGA System, Ex (Hazardous Area) Flashing Beacon | PAGA System | ER003.02
565-CMPB-0026A | PAGA System, Ex (Hazardous Area) Flashing Beacon | PAGA System | ER003.02
565-CMPB-0026B | PAGA System, Ex (Hazardous Area) Flashing Beacon | PAGA System | ER003.02
565-CMPB-0027A | PAGA System, Ex (Hazardous Area) Flashing Beacon | PAGA System | ER003.02
565-CMPB-0027B | PAGA System, Ex (Hazardous Area) Flashing Beacon | PAGA System | ER003.02
565-CMPB-0028A | PAGA System, Ex (Hazardous Area) Flashing Beacon | PAGA System | ER003.02
565-CMPB-0028B | PAGA System, Ex (Hazardous Area) Flashing Beacon | PAGA System | ER003.02
565-CMPB-0029A | PAGA System, Ex (Hazardous Area) Flashing Beacon | PAGA System | ER003.02
565-CMPB-0029B | PAGA System, Ex (Hazardous Area) Flashing Beacon | PAGA System | ER003.02
773-SDV-5221-PFP | PFP, VALVE, 773-SDV-5221-PFP | Passive Fire Protection (PFP) | PS002.01
773-SDV-5306-PFP | PFP, VALVE, 773-SDV-5306-PFP | Passive Fire Protection (PFP) | PS002.01
773-SDV-5321-PFP | PFP, VALVE, 773-SDV-5321-PFP | Passive Fire Protection (PFP) | PS002.01
773-SDV-5406-PFP | PFP, VALVE, 773-SDV-5406-PFP | Passive Fire Protection (PFP) | PS002.01
773-SDV-5421-PFP | PFP, VALVE, 773-SDV-5421-PFP | Passive Fire Protection (PFP) | PS002.01
773-SDV-5506-PFP | PFP, VALVE, 773-SDV-5506-PFP | Passive Fire Protection (PFP) | PS002.01
773-SDV-5521-PFP | PFP, VALVE, 773-SDV-5521-PFP | Passive Fire Protection (PFP) | PS002.01
773-SDV-5606-PFP | PFP, VALVE, 773-SDV-5606-PFP | Passive Fire Protection (PFP) | PS002.01
773-SDV-5621-PFP | PFP, VALVE, 773-SDV-5621-PFP | Passive Fire Protection (PFP) | PS002.01
773-SDV-5706-PFP | PFP, VALVE, 773-SDV-5706-PFP | Passive Fire Protection (PFP) | PS002.01
773-SDV-5721-PFP | PFP, VALVE, 773-SDV-5721-PFP | Passive Fire Protection (PFP) | PS002.01
773-SDV-5806-PFP | PFP, VALVE, 773-SDV-5806-PFP | Passive Fire Protection (PFP) | PS002.01
773-SDV-5821-PFP | PFP, VALVE, 773-SDV-5821-PFP | Passive Fire Protection (PFP) | PS002.01
773-SDV-5906-PFP | PFP, VALVE, 773-SDV-5906-PFP | Passive Fire Protection (PFP) | PS002.01
773-SDV-5921-PFP | PFP, VALVE, 773-SDV-5921-PFP | Passive Fire Protection (PFP) | PS002.01
773-SDV-6006-PFP | PFP, VALVE, 773-SDV-6006-PFP | Passive Fire Protection (PFP) | PS002.01
773-SDV-6021-PFP | PFP, VALVE, 773-SDV-6021-PFP | Passive Fire Protection (PFP) | PS002.01
773-SDV-6106-PFP | PFP, VALVE, 773-SDV-6106-PFP | Passive Fire Protection (PFP) | PS002.01
773-SDV-6121-PFP | PFP, VALVE, 773-SDV-6121-PFP | Passive Fire Protection (PFP) | PS002.01
773-SDV-6206-PFP | PFP, VALVE, 773-SDV-6206-PFP | Passive Fire Protection (PFP) | PS002.01
773-SDV-6221-PFP | PFP, VALVE, 773-SDV-6221-PFP | Passive Fire Protection (PFP) | PS002.01
775-BDV-6005-PFP | PFP, VALVE, 775-BDV-6005-PFP | Passive Fire Protection (PFP) | PS002.01
775-BDV-6035-PFP | PFP, VALVE, 775-BDV-6035-PFP | Passive Fire Protection (PFP) | PS002.01
108-HVFC-2201 | Air Conditioning Unit, Evaporator No1, AHU, Battery Room HVAC Package | Air handling Unit | IC001.01.01
108-HVFC-2202 | Air Conditioning Unit, Evaporator No2, AHU, Battery Room HVAC Package | Air handling Unit | IC001.01.01
108-HVFC-2203 | Air Conditioning Unit, Condenser No1, Air Cooled, Battery Room HVAC Package | Air Conditioning Unit | IC001.01.01
108-HVFC-2204 | Air Conditioning Unit, Condenser No2, Air Cooled, Battery Room HVAC Package | Air Conditioning Unit | IC001.01.01
108-HVFC-2501 | Air Conditioning Unit, Evaporator No1, AHU, Laboratory HVAC Package | Air handling Unit | IC001.01.01
108-HVFC-2502 | Air Conditioning Unit, Evaporator No2, AHU, Laboratory HVAC Package | Air handling Unit | IC001.01.01
108-HVFC-2503 | Air Conditioning Unit, Condenser No1, Air Cooled, Laboratory HVAC Package | Air Conditioning Unit | IC001.01.01
108-HVFC-2504 | Air Conditioning Unit, Condenser No2, Air Cooled, Laboratory HVAC Package | Air Conditioning Unit | IC001.01.01
108-HVSF-0001 | Fan, Supply, UPS Room, Accom Nav Deck | Fan | IC001.01.01
108-HVSF-0002 | Fan, Supply, Emergency Generator Room | Fan | IC001.01.01
108-HVSF-0003 | Fan, Supply, Back-Up, Stairway, Top Deck | Fan | IC001.01.01
108-HVSF-0004 | Fan, Supply, Galley, AHU Room, F Deck | Fan | IC001.01.01
108-HVSF-0005 | Fan, Supply, Lift Machinery & Trunk, Accom Top Deck | Fan | IC001.01.01
108-HVSF-0006 | Fan, Supply, AHU Room, F Deck | Fan | IC001.01.01
108-HVSF-0007 | Fan, Supply, HPU Room /Access Room/Piping Room | Fan | IC001.01.01
108-HVSF-0008 | Fan, Supply, Fwd Fire Pump Room 1 | Fan | IC001.01.01
108-HVSF-0009 | Fan, Supply, Fwd Fire Pump Room 2 | Fan | IC001.01.01
108-HVSF-0010 | Fan, Supply, FER 1 | Fan | IC001.01.01
108-HVSF-0011 | Fan, Supply, Fwd Fire Fighting Room | Fan | IC001.01.01
108-HVSF-0012 | Fan, Supply, No1, Cargo System Power Supply room | Fan | IC001.01.01
333-LBLB-0500 | Lifeboat, No2, PS, B Deck | Lifeboat, Davit Launched | LS001.01
333-LBLB-0600 | Lifeboat, No4, PS, B Deck | Lifeboat, Davit Launched | LS001.01
333-LBLB-0700 | Lifeboat, No1, SB, B Deck | Lifeboat, Davit Launched | LS001.01
333-LBLB-0800 | Lifeboat, No3, SB, B Deck | Lifeboat, Davit Launched | LS001.01
333-LBLR-0901 | Life Raft, Launch, Auto Inflatable Life Raft | Life Raft | LS004.01
333-LBLR-0902 | Life Raft, Launch, Auto Inflatable Life Raft | Life Raft | LS004.01
333-LBLR-0903 | Life Raft, Launch, Auto Inflatable Life Raft | Life Raft | LS004.01
333-LBLR-0904 | Life Raft, Launch, Auto Inflatable Life Raft | Life Raft | LS004.01
333-LBLR-0905 | Life Raft, Launch, Auto Inflatable Life Raft | Life Raft | LS004.01
333-LBLR-0906 | Life Raft, Launch, Auto Inflatable Life Raft | Life Raft | LS004.01
333-LBLR-0907 | Life Raft, Launch, Auto Inflatable Life Raft | Life Raft | LS004.01
333-LBLR-0908 | Life Raft, Launch, Auto Inflatable Life Raft | Life Raft | LS004.01
333-LBLR-0909 | Life Raft, Launch, Auto Inflatable Life Raft | Life Raft | LS004.01
333-LBLR-0910 | Life Raft, Launch, Auto Inflatable Life Raft | Life Raft | LS004.01
333-LBLR-0911 | Life Raft, Launch, Auto Inflatable Life Raft | Life Raft | LS004.01
333-LBLR-0912 | Life Raft, Launch, Auto Inflatable Life Raft | Life Raft | LS004.01
333-LBLR-0913 | Life Raft, Launch, Auto Inflatable Life Raft | Life Raft | LS004.01
556-NAFL-5001 | Flood Light, Forecatle Deck | Light, Flood | PS001.03
556-NAFL-5002 | Flood Light, Forecatle Deck | Light, Flood | PS001.03
556-NANS-2102 | Nav Aids System, Helideck Lighting Control Panel, Heli Lounge, Navigation Deck | Nav Aids System | PS001.01
556-NANS-3001 | Nav Aids System, Remote Control Panel, Communication Room | Nav Aids System | PS001.01
556-NANS-9000 | Nav Aids System, Navigation Aids Control Panel, UPS Room | Nav Aids System | PS001.01
556-NANS-9001 | Battery, Battery, Battery Room | Battery | PS001.03
556-NANS-9100 | Local Control Panel, Foghorns, Wheelhouse, Nav Aids & Lighting | Control Panel | PS001.03
556-NAWK-1001 | Windsock, Illuminated, Mast, Helideck | Windsock | PS001.03
557-SYLC-2430 | Loadmaster Computer, Server, Loading Computer, CER | Loadmaster Computer | SI001.01.01
563-CMWA-9000 | Weather Monitoring (Meteorological) System, Sensor, Wind Speed & Direction | Weather Monitoring (Meteorological) System | PS001.02.03
563-CMWB-9000 | Weather Monitoring (Meteorological) System, Sensor, Barometric Pressure | Weather Monitoring (Meteorological) System | PS001.02.03
563-CMWD-9001 | Weather Monitoring (Meteorological) System, Display Unit | Weather Monitoring (Meteorological) System | PS001.02.03
563-CMWM-9001 | Weather Monitoring (Meteorological) System, Weather System | Weather Monitoring (Meteorological) System | PS001.02.03
563-CMWT-9000 | Weather Monitoring (Meteorological) System, Sensor, Humidity & Temparature | Weather Monitoring (Meteorological) System | PS001.02.03
563-CMWY-9000 | Weather Monitoring (Meteorological) System, Power Supply Unit | Weather Monitoring (Meteorological) System | PS001.02.03
566-CMAC-0002 | Antenna System, External Equipment, Ship Security Alert System | Antenna System | ER003.03
566-CMAV-0101 | Antenna System, VHF1, Top Deck | Antenna System | ER003.02
566-CMAV-0102 | Antenna System, VHF1 DSC, Top Deck | Antenna System | ER003.02
566-CMAV-0201 | Antenna System, VHF2, Top Deck | Antenna System | ER003.02
566-CMAV-0202 | Antenna System, VHF2 DSC, Top Deck | Antenna System | ER003.02
999-LHLA-6120 | Hoisting Equipment, Trolley Hoist, AFT Machinery Space Deck 3 | Trolley | SI005.01.02
999-LHLA-6121 | Hoisting Equipment, Trolley Hoist, AFT Machinery Space Deck 2 | Trolley | SI005.01.02
999-LHLA-6122 | Hoisting Equipment, Trolley Hoist, AFT Machinery Space Deck 2 | Trolley | SI005.01.02
999-LHLA-6123 | Hoisting Equipment, Trolley Hoist, AFT Machinery Space Deck 2 | Trolley | SI005.01.02
999-LHLA-6125 | Hoisting Equipment, Trolley Hoist, AFT Machinery Space Deck 2 | Trolley | SI005.01.02
999-LHLA-6126 | Hoisting Equipment, Trolley Hoist, AFT Machinery Space Deck 1 | Trolley | SI005.01.02
999-LHLA-6127 | Hoisting Equipment, Trolley Hoist, AFT Machinery Space Deck 1 | Trolley | SI005.01.02
999-LHLA-6128 | Hoisting Equipment, Trolley Hoist, AFT Machinery Space Deck 1 | Trolley | SI005.01.02
999-LHLA-6133 | Hoisting Equipment, Trolley Hoist, AFT Machinery Space Deck 1 | Trolley | SI005.01.02
999-LHLA-6134 | Hoisting Equipment, Trolley Hoist, AFT Machinery Space Deck 5 | Trolley | SI005.01.02
999-LHLA-6136 | Hoisting Equipment, Trolley Hoist, AFT Machinery Space Deck 2 | Trolley | SI005.01.02
999-LHLA-6144 | Hoisting Equipment, Trolley Hoist, AFT Machinery Space Deck 1 | Trolley | SI005.01.02
565-CMPB-0033A | PAGA System, Ex (Hazardous Area) Flashing Beacon | PAGA System | ER003.02
565-CMPB-0033B | PAGA System, Ex (Hazardous Area) Flashing Beacon | PAGA System | ER003.02
565-CMPB-0034A | PAGA System, Ex (Hazardous Area) Flashing Beacon | PAGA System | ER003.02
565-CMPB-0034B | PAGA System, Ex (Hazardous Area) Flashing Beacon | PAGA System | ER003.02
565-CMPB-0035A | PAGA System, Ex (Hazardous Area) Flashing Beacon | PAGA System | ER003.02
565-CMPB-0035B | PAGA System, Ex (Hazardous Area) Flashing Beacon | PAGA System | ER003.02
565-CMPB-0036A | PAGA System, Ex (Hazardous Area) Flashing Beacon | PAGA System | ER003.02
565-CMPB-0036B | PAGA System, Ex (Hazardous Area) Flashing Beacon | PAGA System | ER003.02
565-CMPB-0037A | PAGA System, Ex (Hazardous Area) Flashing Beacon | PAGA System | ER003.02
565-CMPB-0037B | PAGA System, Ex (Hazardous Area) Flashing Beacon | PAGA System | ER003.02
565-CMPB-0038A | PAGA System, Ex (Hazardous Area) Flashing Beacon | PAGA System | ER003.02
565-CMPB-0038B | PAGA System, Ex (Hazardous Area) Flashing Beacon | PAGA System | ER003.02
565-CMPB-0039A | PAGA System, Ex (Hazardous Area) Flashing Beacon | PAGA System | ER003.02
565-CMPB-0039B | PAGA System, Ex (Hazardous Area) Flashing Beacon | PAGA System | ER003.02
565-CMPB-0044A | PAGA System, Ex (Hazardous Area) Flashing Beacon | PAGA System | ER003.02
565-CMPB-0044B | PAGA System, Ex (Hazardous Area) Flashing Beacon | PAGA System | ER003.02
565-CMPB-0045A | PAGA System, Ex (Hazardous Area) Flashing Beacon | PAGA System | ER003.02
565-CMPB-0045B | PAGA System, Ex (Hazardous Area) Flashing Beacon | PAGA System | ER003.02
565-CMPB-0046A | PAGA System, Ex (Hazardous Area) Flashing Beacon | PAGA System | ER003.02
565-CMPB-0046B | PAGA System, Ex (Hazardous Area) Flashing Beacon | PAGA System | ER003.02
565-CMPB-0047A | PAGA System, Ex (Hazardous Area) Flashing Beacon | PAGA System | ER003.02
565-CMPB-0047B | PAGA System, Ex (Hazardous Area) Flashing Beacon | PAGA System | ER003.02
565-CMPB-0048A | PAGA System, Ex (Hazardous Area) Flashing Beacon | PAGA System | ER003.02
565-CMPB-0048B | PAGA System, Ex (Hazardous Area) Flashing Beacon | PAGA System | ER003.02
565-CMPB-0049A | PAGA System, Ex (Hazardous Area) Flashing Beacon | PAGA System | ER003.02
775-BDV-6037-PFP | PFP, VALVE, 775-BDV-6037-PFP | Passive Fire Protection (PFP) | PS002.01
777-BDV-1011-PFP | PFP, VALVE, 777-BDV-1011-PFP | Passive Fire Protection (PFP) | PS002.01
777-BDV-1015-PFP | PFP, VALVE, 777-BDV-1015-PFP | Passive Fire Protection (PFP) | PS002.01
777-BDV-1017-PFP | PFP, VALVE, 777-BDV-1017-PFP | Passive Fire Protection (PFP) | PS002.01
113-SPBX-0250-MIS | Drain Box, Scupper Qty: 44, Helideck | Box, Drain | ER008.01.02
331-VABF-0621 | Manual Valve, 24", LO, Isolation, FW Ring Main, FZ04 SB | Valve, Butterfly | PS008.02.01
123-VECD-0006-MIS | CD E.R SB, Machinery Space | Cofferdam | SI002.01.01
123-VECD-0007-MIS | CD E.R PS, Machinery Space | Cofferdam | SI002.01.01
108-HVSF-0013 | Fan, Supply, No2, Cargo System Power Supply Room | Fan | IC001.01.01
108-HVSF-0014 | Fan, Supply, Stores | Fan | IC001.01.01
108-HVSF-0015 | Fan, Supply, Aft Fire Pump Room 1 | Fan | IC001.01.01
108-HVSF-0016 | Fan, Supply, Aft Fire Pump Room 2 | Fan | IC001.01.01
108-HVSF-0019 | Fan, Supply, No1, Aft Machinery Space PS | Fan | IC001.01.01
108-HVSF-0020 | Fan, Supply, No2, Aft Machinery Space PS | Fan | IC001.01.01
108-HVSF-0021 | Fan, Supply, No1, Engine Room | Fan | IC001.01.01
108-HVSF-0022 | Fan, Supply, No2, Engine Room | Fan | IC001.01.01
108-HVSF-0024 | Fan, Supply, N2 Equipment Area | Fan | IC001.01.01
108-HVSF-0025 | Fan, Supply, Aft Machinery Space SB | Fan | IC001.01.01
108-HVSF-0026 | Fan, Supply, Purifier Room | Fan | IC001.01.01
108-HVSF-0027 | Fan, Supply, VFD Control, Laundry, Accom C Deck | Fan | IC001.01.01
108-HVSF-0028 | Fan, Supply, Fwd Muster Area | Fan | IC001.01.01
108-PSV-2103A | PSV for No. 2 Compressor Discharge Line of LER Air Cooled Package Conditioner A | PSV-Conventional | 0
108-PSV-2103B | PSV for No. 2 Compressor Discharge Line of LER Air Cooled Package Conditioner B | PSV-Conventional | 0
108-PSV-2104A | PSV for No.2 Compressor Discharge Line of LER Air Cooled Package Conditioner A | PSV-Conventional | 0
108-PSV-2104B | PSV for No.2 Compressor Discharge Line of LER Air Cooled Package Conditioner B | PSV-Conventional | 0
108-PSV-2105A | PSV for No.1 Compressor Suction Line of LER Air Cooled Package Conditioner A | PSV-Conventional | 0
108-PSV-2105B | PSV for No.1 Compressor Suction Line of LER Air Cooled Package Conditioner B | PSV-Conventional | 0
108-PSV-2106A | PSV for No.1 Compressor Suction Line of LER Air Cooled Package Conditioner A | PSV-Conventional | 0
108-PSV-2106B | PSV for No.1 Compressor Suction Line of LER Air Cooled Package Conditioner B | PSV-Conventional | 0
108-PSV-2107A | PSV for No. 2 Compressor Suction Line of LER Air Cooled Package Conditioner A | PSV-Conventional | 0
108-PSV-2107B | PSV for No. 2 Compressor Suction Line of LER Air Cooled Package Conditioner B | PSV-Conventional | 0
108-PSV-2108A | PSV for No.2 Compressor Suction Line of LER Air Cooled Package Conditioner A | PSV-Conventional | 0
333-LBLR-0914 | Life Raft, Launch, Auto Inflatable Life Raft | Life Raft | LS004.01
333-LBLR-0915 | Life Raft, Launch, Auto Inflatable Life Raft | Life Raft | LS004.01
333-LBLR-0916 | Life Raft, Launch, Auto Inflatable Life Raft | Life Raft | LS004.01
333-LBRB-0900 | Rescue Boat, Rescue Boat, Starboard Side, Main Deck | Rescue Boat | LS003.01.02
333-LSBQ-0900 | Lifebuoy, C Deck | Lifebuoy | LS003.01.02
333-LSBQ-0901 | Lifebuoy, C Deck | Lifebuoy | LS003.01.02
333-LSSS-0001 | Safety Shower Assembly, Close To Pig Receiver, TS Utility Stations, TS041 | Safety Shower Assembly | LS002.01
333-LSSS-0006 | Safety Shower Assembly, Close To Pig Receivers, TS Utility Stations, TS044 | Safety Shower Assembly | LS002.01
333-LSSS-0007 | Safety Shower Assembly, Topsides Utility Stations, TS051 | Safety Shower Assembly | LS002.01
333-LSSS-0009 | Safety Shower Assembly, Eye Wash, Laboratory Equipment Package | Safety Shower Assembly | LS002.01
333-LSSS-0010 | Safety Shower Assembly, Level 3 Tote Tank Area, TS Utility Stations, TS101 | Safety Shower Assembly | LS002.01
333-LSSS-0011 | Safety Shower Assembly, Level 3 Tote Tank Area, TS Utility Stations, TS101 | Safety Shower Assembly | LS002.01
333-LSSS-0012 | Safety Shower Assembly, Mezz Deck Loading Pumps Area, TS Utility Stations, TS101 | Safety Shower Assembly | LS002.01
333-LSSS-0013 | Safety Shower Assembly, Level 1, TS Utility Stations, TS101 | Safety Shower Assembly | LS002.01
333-LSSS-0014 | Safety Shower Assembly, Pancake Level, TS Utility Stations, TS101 | Safety Shower Assembly | LS002.01
333-LSSS-0015 | Safety Shower Assembly, Pancake Level, TS Utility Stations, TS101 | Safety Shower Assembly | LS002.01
333-LSSS-0016 | Safety Shower Assembly, Topsides Utility Stations, TS091 | Safety Shower Assembly | LS002.01
333-LSSS-0017 | Safety Shower Assembly, Topsides Utility Stations, TS151 | Safety Shower Assembly | LS002.01
333-LSSS-0018 | Safety Shower Assembly, Intermediate Level, TS Utility Stations, TS101 | Safety Shower Assembly | LS002.01
333-LSSS-0502 | Safety Shower Assembly, & Eyewash | Safety Shower Assembly | LS002.01
333-LSSS-0503 | Safety Shower Assembly, & Eyewash | Safety Shower Assembly | LS002.01
333-LSSS-0504 | Safety Shower Assembly, & Eyewash | Safety Shower Assembly | LS002.01
566-CMBG-0001 | Telecom Battery and AC Power Dist System, GMDSS Battery Monitor | Telecom Battery and AC Power Distribution System | ER003.03
566-CMNT-0001 | SART, Radio & Navigation Package | SART | ER003.03
566-CMNT-0002 | SART, Radio & Navigation Package | SART | ER003.03
566-CMNT-0003 | SART, Radio & Navigation Package | SART | ER003.03
566-CMNT-0004 | SART, Radio & Navigation Package | SART | ER003.03
566-CMNT-0005 | SART, Radio & Navigation Package | SART | ER003.03
566-CMNT-0006 | SART, Radio & Navigation Package | SART | ER003.03
566-CMRG-5201 | Radio System (Terrestrial), VHF-AM Base Station | Radio System | ER003.03
566-CMRG-5202 | Radio System (Terrestrial), VHF-AM Base Station | Radio System | ER003.03
566-CMRH-0001 | HF/MF Radio, Transceiver, MF/HF Radio Equipment | HF/MF Portable Radio | ER003.03
566-CMRH-0002 | HF/MF Radio, Controller, MF/HF Radio Equipment | HF/MF Portable Radio | ER003.03
566-CMRH-0004 | HF/MF Radio, Data Terminal Unit, MF/HF Radio Equipment | HF/MF Portable Radio | ER003.03
566-CMRH-0005 | HF/MF Radio, Handset, MF/HF Radio Equipment | HF/MF Portable Radio | ER003.03
566-CMRH-0007 | HF/MF Radio, Handset, MF/HF Radio Equipment | HF/MF Portable Radio | ER003.03
566-CMRH-0008 | HF/MF Radio, Handset, MF/HF Radio Equipment | HF/MF Portable Radio | ER003.03
566-CMRH-0009 | HF/MF Radio, Handset, MF/HF Radio Equipment | HF/MF Portable Radio | ER003.03
566-CMRU-1701 | Radio, UHF Base Station, No1 | Radio | ER003.02
566-CMRU-1702 | Radio, UHF Base Station, No2 | Radio | ER003.02
566-CMRU-1703 | Radio, UHF Base Station, No3 | Radio | ER003.02
566-CMRV-0005 | Radio, Handset No1, Marine VHF Radiotelephone | Radio | ER003.03
566-CMRV-0101 | Radio, Transceiver No1, Marine VHF RadiotelePhone | Radio | ER003.03
565-CMPB-0049B | PAGA System, Ex (Hazardous Area) Flashing Beacon | PAGA System | ER003.02
565-CMPB-0052B | PAGA System, Ex (Hazardous Area) Flashing Beacon | PAGA System | ER003.02
565-CMPB-1005A | PAGA System, Ex (Hazardous Area) Flashing Beacon, FR99 P Forecastle Deck | PAGA System | ER003.02
565-CMPB-1007B | PAGA System, Ex (Hazardous Area) Flashing Beacon | PAGA System | ER003.02
565-CMPB-1008A | PAGA System, Ex (Hazardous Area) Flashing Beacon | PAGA System | ER003.02
565-CMPB-1008B | PAGA System, Ex (Hazardous Area) Flashing Beacon | PAGA System | ER003.02
565-CMPB-1009A | PAGA System, Ex (Hazardous Area) Flashing Beacon | PAGA System | ER003.02
565-CMPB-1009B | PAGA System, Ex (Hazardous Area) Flashing Beacon | PAGA System | ER003.02
565-CMPB-1013B | PAGA System, Ex (Hazardous Area) Flashing Beacon | PAGA System | ER003.02
565-CMPB-1014A | PAGA System, Ex (Hazardous Area) Flashing Beacon | PAGA System | ER003.02
565-CMPB-1014B | PAGA System, Ex (Hazardous Area) Flashing Beacon | PAGA System | ER003.02
565-CMPB-1018A | PAGA System, Ex (Hazardous Area) Flashing Beacon | PAGA System | ER003.02
565-CMPB-9085A | PAGA System, Ex (Hazardous Area) Flashing Beacon, Knuckle Boom Crane, Aft SB | PAGA System | ER003.02
565-CMPB-9085B | PAGA System, Ex (Hazardous Area) Flashing Beacon, Knuckle Boom Crane, Aft SB | PAGA System | ER003.02
565-CMPB-9095A | PAGA System, Ex (Hazardous Area) Flashing Beacon, Fixed Boom Crane, Fwd PS | PAGA System | ER003.02
565-CMPB-9095B | PAGA System, Ex (Hazardous Area) Flashing Beacon, Fixed Boom Crane, Fwd PS | PAGA System | ER003.02
565-CMPX-0001A | PAGA System, Ex (Hazardous Area) Speaker | PAGA System | ER003.02
565-CMPX-0013A | PAGA System, Ex (Hazardous Area) Speaker | PAGA System | ER003.02
565-CMPX-0013B | PAGA System, Ex (Hazardous Area) Speaker | PAGA System | ER003.02
565-CMPX-0026B | PAGA System, Ex (Hazardous Area) Speaker | PAGA System | ER003.02
565-CMPX-0028A | PAGA System, Ex (Hazardous Area) Speaker | PAGA System | ER003.02
565-CMPX-0029A | PAGA System, Ex (Hazardous Area) Speaker | PAGA System | ER003.02
565-CMPX-0029B | PAGA System, Ex (Hazardous Area) Speaker | PAGA System | ER003.02
565-CMPX-0036A | PAGA System, Ex (Hazardous Area) Speaker | PAGA System | ER003.02
123-VEST-0027-MIS | Tank, Bilge Well, AFT SB, Machinery Space | Storage Tank | SI002.01.01
123-VEST-0028-MIS | Tank, Bilge Well, AFT PS, Machinery Space | Storage Tank | SI002.01.01
123-VEST-0033-MIS | Tank, Bilge Well, FWD PS, Machinery Space | Storage Tank | SI002.01.01
333-LSBQ-0001-MIS | Lifebuoys | Lifebuoy | LS003.01.02
662-VECA-0006-PFP | PFP, VALVE, 662-VECA-0006-PFP | Passive Fire Protection (PFP) | PS002.01
662-VECA-0011-PFP | PFP, VALVE, 662-VECA-0011-PFP | Passive Fire Protection (PFP) | PS002.01
662-VESE-0001-PFP | PFP, VALVE, 662-VESE-0001-PFP | Passive Fire Protection (PFP) | PS002.01
662-VESE-0002-PFP | PFP, VALVE, 662-VESE-0002-PFP | Passive Fire Protection (PFP) | PS002.01
662-VESE-0101-PFP | PFP, VALVE, 662-VESE-0101-PFP | Passive Fire Protection (PFP) | PS002.01
771-BDV-1126A-PFP | PFP, VALVE, 771-BDV-1126A-PFP | Passive Fire Protection (PFP) | PS002.01
771-BDV-1126B-PFP | PFP, VALVE, 771-BDV-1126B-PFP | Passive Fire Protection (PFP) | PS002.01
771-BDV-2128A-PFP | PFP, VALVE, 771-BDV-2128A-PFP | Passive Fire Protection (PFP) | PS002.01
771-BDV-2128B-PFP | PFP, VALVE, 771-BDV-2128B-PFP | Passive Fire Protection (PFP) | PS002.01
771-BDV-2128C-PFP | PFP, VALVE, 771-BDV-2128C-PFP | Passive Fire Protection (PFP) | PS002.01
771-BDV-3128A-PFP | PFP, VALVE, 771-BDV-3128A-PFP | Passive Fire Protection (PFP) | PS002.01
771-BDV-3128B-PFP | PFP, VALVE, 771-BDV-3128B-PFP | Passive Fire Protection (PFP) | PS002.01
771-BDV-3128C-PFP | PFP, VALVE, 771-BDV-3128C-PFP | Passive Fire Protection (PFP) | PS002.01
771-BDV-3132A-PFP | PFP, VALVE, 771-BDV-3132A-PFP | Passive Fire Protection (PFP) | PS002.01
771-BDV-3132B-PFP | PFP, VALVE, 771-BDV-3132B-PFP | Passive Fire Protection (PFP) | PS002.01
771-BDV-3132C-PFP | PFP, VALVE, 771-BDV-3132C-PFP | Passive Fire Protection (PFP) | PS002.01
771-BDV-3134A-PFP | PFP, VALVE, 771-BDV-3134A-PFP | Passive Fire Protection (PFP) | PS002.01
771-BDV-3134B-PFP | PFP, VALVE, 771-BDV-3134B-PFP | Passive Fire Protection (PFP) | PS002.01
771-BDV-3134C-PFP | PFP, VALVE, 771-BDV-3134C-PFP | Passive Fire Protection (PFP) | PS002.01
771-VESB-0012-PFP | PFP, VALVE, 771-VESB-0012-PFP | Passive Fire Protection (PFP) | PS002.01
772-BDV-7207A-PFP | PFP, VALVE, 772-BDV-7207A-PFP | Passive Fire Protection (PFP) | PS002.01
108-PSV-2108B | PSV for No.2 Compressor Suction Line of LER Air Cooled Package Conditioner B | PSV-Conventional | 0
113-PUAD-0020 | Air Driven Pump, Riser Balcony Drain Pump, Riser Balcony Drain System | Air Driven Pump | ER008.01.02
110-VEPR-0001 | Pressure Vessel, Nitrogen Receiver | Vessel, Pressure | PC002.04
110-VEPR-5000 | Pressure Vessel, Nitrogen Generation Package | Vessel, Pressure | PC002.04
111-EGEG-6100 | Electric Alternator, Emergency Generator No1 | Alternator, Electric | ER002.01
112-PUCE-1010 | Pump, Hydraulic, Ballast Pump, No1, SB | Pump Centrifugal | SI001.01.01
112-PUCE-1020 | Pump, Hydraulic, Ballast Pump, No2, PS | Pump Centrifugal | SI001.01.01
113-PUAD-0010 | Air Driven Pump, Riser Balcony Drain Pump, Riser Balcony Drain System | Air Driven Pump | ER008.01.02
333-LSSS-0505 | Safety Shower Assembly, & Eyewash | Safety Shower Assembly | LS002.01
333-LSSS-0506 | Safety Shower Assembly, & Eyewash | Safety Shower Assembly | LS002.01
333-LSSS-0507 | Safety Shower Assembly, & Eyewash | Safety Shower Assembly | LS002.01
333-LSSS-0508 | Safety Shower Assembly, & Eyewash | Safety Shower Assembly | LS002.01
333-LSSS-1001 | Safety Shower Assembly, Topsides, Utility Stations, TS062 | Safety Shower Assembly | LS002.01
333-LSSS-1002 | Safety Shower Assembly, Topsides, Utility Stations, TS062 | Safety Shower Assembly | LS002.01
333-LSSS-1003 | Safety Shower Assembly, Topsides, Utility Stations, TS062 | Safety Shower Assembly | LS002.01
333-TS001-PFP | PFP, MODULE, 333-TS001-PFP | Passive Fire Protection (PFP) | PS002.01
333-TS002-PFP | PFP, MODULE, 333-TS002-PFP | Passive Fire Protection (PFP) | PS002.01
333-TS011-PFP | PFP, MODULE, 333-TS011-PFP | Passive Fire Protection (PFP) | PS002.01
333-TS012-PFP | PFP, MODULE, 333-TS012-PFP | Passive Fire Protection (PFP) | PS002.01
333-TS013-PFP | PFP, MODULE, 333-TS013-PFP | Passive Fire Protection (PFP) | PS002.01
333-TS017-PFP | PFP, MODULE, 333-TS017-PFP | Passive Fire Protection (PFP) | PS002.01
333-TS021-PFP | PFP, MODULE, 333-TS021-PFP | Passive Fire Protection (PFP) | PS002.01
333-TS024-PFP | PFP, MODULE, 333-TS024-PFP | Passive Fire Protection (PFP) | PS002.01
333-TS041-PFP | PFP, MODULE, 333-TS041-PFP | Passive Fire Protection (PFP) | PS002.01
333-TS042-PFP | PFP, MODULE, 333-TS042-PFP | Passive Fire Protection (PFP) | PS002.01
333-TS043-PFP | PFP, MODULE, 333-TS043-PFP | Passive Fire Protection (PFP) | PS002.01
333-TS044-PFP | PFP, MODULE, 333-TS044-PFP | Passive Fire Protection (PFP) | PS002.01
333-TS051-PFP | PFP, MODULE, 333-TS051-PFP | Passive Fire Protection (PFP) | PS002.01
333-TS091-PFP | PFP, MODULE, 333-TS091-PFP | Passive Fire Protection (PFP) | PS002.01
442-EEDP-0001 | 230VAC, Emergency Module TS001 | Local Distribution Board | ER002.01
442-EEDP-0101 | 230VAC, Emergency Module TS002 | Local Distribution Board | ER002.01
566-CMRV-0102 | Radio, Handset, VHF1 RadiotelePhone | Radio | ER003.03
566-CMRV-0105 | Radio, VHF1 Handset Microphone, Navigation Deck PS | Radio | ER003.03
566-CMRV-0106 | Radio, VHF1 Handset Microphone, Navigation Deck SB | Radio | ER003.03
566-CMRV-0201 | Radio, VHF2 Transceiver, Wheelhouse, Navigation Deck | Radio | ER003.03
566-CMRV-0202 | Radio, Handset, VHF2 Radiotelephone | Radio | ER003.03
566-CMRV-0204 | Radio, Handset, Marine VHF Radiotelephone | Radio | ER003.03
566-CMRV-5305 | Radio, VHF Marine Base Station, No2 | Radio | ER003.03
566-CMRV-5306 | Radio, VHF Marine Base Station, No3 | Radio | ER003.03
566-CMRV-5307 | Radio, VHF-FM Marine Base Station | Radio | ER003.03
566-CMSC-0201 | Satellite System, Mini INM-C Communication Unit, Ship Security Alert system | Satellite System | ER003.03
566-CMUA-3000 | Cabinets and Consoles, Hospital & Refrigerator Alarm Calling Cabinet | Telecom Cabinets and Consoles | ER003.01
568-CMVI-8805 | CCTV System, Thermal Imaging Camera, Riser Balcony Monitoring | CCTV System | ER003.02
568-CMVI-8806 | CCTV System, Thermal Imaging Camera, Riser Balcony Monitoring | CCTV System | ER003.02
568-CMVI-8807 | CCTV System, Thermal Imaging Camera, Main Deck | CCTV System | ER003.02
568-CMVI-8808 | CCTV System, Thermal Imaging Camera, Riser Balcony Monitoring | CCTV System | ER003.02
568-CMVI-8809 | CCTV System, Thermal Imaging Camera, Cargo Deck Area Monitoring | CCTV System | ER003.02
568-CMVI-8812 | CCTV System, Thermal Imaging Camera, Cargo Deck Area Monitoring | CCTV System | ER003.02
568-CMVI-8813 | CCTV System, Thermal Imaging Camera, Cargo Deck Area Monitoring | CCTV System | ER003.02
565-CMPX-0037A | PAGA System, Ex (Hazardous Area) Speaker | PAGA System | ER003.02
565-CMPX-0037B | PAGA System, Ex (Hazardous Area) Speaker | PAGA System | ER003.02
565-CMPX-0039A | PAGA System, Ex (Hazardous Area) Speaker | PAGA System | ER003.02
565-CMPX-0039B | PAGA System, Ex (Hazardous Area) Speaker | PAGA System | ER003.02
565-CMPX-0047A | PAGA System, Ex (Hazardous Area) Speaker | PAGA System | ER003.02
565-CMPX-0047B | PAGA System, Ex (Hazardous Area) Speaker | PAGA System | ER003.02
565-CMPX-0048A | PAGA System, Ex (Hazardous Area) Speaker | PAGA System | ER003.02
565-CMPX-0048B | PAGA System, Ex (Hazardous Area) Speaker | PAGA System | ER003.02
565-CMPX-0049A | PAGA System, Ex (Hazardous Area) Speaker | PAGA System | ER003.02
565-CMPX-0049B | PAGA System, Ex (Hazardous Area) Speaker | PAGA System | ER003.02
565-CMPX-1010A | PAGA System, Ex (Hazardous Area) Speaker | PAGA System | ER003.02
565-CMPX-2007B | PAGA System, Ex (Hazardous Area) Speaker | PAGA System | ER003.02
565-CMPX-2008B | PAGA System, Ex (Hazardous Area) Speaker | PAGA System | ER003.02
565-CMPX-2009A | PAGA System, Ex (Hazardous Area) Speaker | PAGA System | ER003.02
565-CMPX-2010A | PAGA System, Ex (Hazardous Area) Speaker | PAGA System | ER003.02
565-CMPX-4008A | PAGA System, Ex (Hazardous Area) Speaker | PAGA System | ER003.02
565-CMPX-4008B | PAGA System, Ex (Hazardous Area) Speaker | PAGA System | ER003.02
565-CMPX-8004B | PAGA System, Ex (Hazardous Area) Speaker | PAGA System | ER003.02
565-CMPX-9011A | PAGA System, Ex (Hazardous Area) Speaker | PAGA System | ER003.02
565-CMPX-9011B | PAGA System, Ex (Hazardous Area) Speaker | PAGA System | ER003.02
565-CMPX-9083A | PAGA System, Ex (Hazardous Area) Speaker, Knuckle Boom Crane, Aft SB | PAGA System | ER003.02
565-CMPX-9083B | PAGA System, Ex (Hazardous Area) Speaker, Knuckle Boom Crane, Aft SB | PAGA System | ER003.02
565-CMPX-9093A | PAGA System, Ex (Hazardous Area) Speaker, Fixed Boom Crane, Fwd PS | PAGA System | ER003.02
565-CMPX-9093B | PAGA System, Ex (Hazardous Area) Speaker, Fixed Boom Crane, Fwd PS | PAGA System | ER003.02
568-CMPB-1012A | PAGA System, Ex (Hazardous Area) Flashing Beacon, Main Deck | PAGA System | ER003.02
772-BDV-7207B-PFP | PFP, VALVE, 772-BDV-7207B-PFP | Passive Fire Protection (PFP) | PS002.01
772-BDV-7247A-PFP | PFP, VALVE, 772-BDV-7247A-PFP | Passive Fire Protection (PFP) | PS002.01
772-BDV-7247B-PFP | PFP, VALVE, 772-BDV-7247B-PFP | Passive Fire Protection (PFP) | PS002.01
772-BDV-7733A-PFP | PFP, VALVE, 772-BDV-7733A-PFP | Passive Fire Protection (PFP) | PS002.01
772-BDV-7733B-PFP | PFP, VALVE, 772-BDV-7733B-PFP | Passive Fire Protection (PFP) | PS002.01
772-VESB-0001-PFP | PFP, VALVE, 772-VESB-0001-PFP | Passive Fire Protection (PFP) | PS002.01
775-SDV-6105A-PFP | PFP, VALVE, 775-SDV-6105A-PFP | Passive Fire Protection (PFP) | PS002.01
775-SDV-6105B-PFP | PFP, VALVE, 775-SDV-6105B-PFP | Passive Fire Protection (PFP) | PS002.01
775-SDV-6205A-PFP | PFP, VALVE, 775-SDV-6205A-PFP | Passive Fire Protection (PFP) | PS002.01
775-SDV-6205B-PFP | PFP, VALVE, 775-SDV-6205B-PFP | Passive Fire Protection (PFP) | PS002.01
775-SDV-6305A-PFP | PFP, VALVE, 775-SDV-6305A-PFP | Passive Fire Protection (PFP) | PS002.01
775-SDV-6305B-PFP | PFP, VALVE, 775-SDV-6305B-PFP | Passive Fire Protection (PFP) | PS002.01
775-SDV-6405A-PFP | PFP, VALVE, 775-SDV-6405A-PFP | Passive Fire Protection (PFP) | PS002.01
775-SDV-6405B-PFP | PFP, VALVE, 775-SDV-6405B-PFP | Passive Fire Protection (PFP) | PS002.01
775-SDV-6505A-PFP | PFP, VALVE, 775-SDV-6505A-PFP | Passive Fire Protection (PFP) | PS002.01
775-SDV-6505B-PFP | PFP, VALVE, 775-SDV-6505B-PFP | Passive Fire Protection (PFP) | PS002.01
775-SDV-6605A-PFP | PFP, VALVE, 775-SDV-6605A-PFP | Passive Fire Protection (PFP) | PS002.01
775-SDV-6605B-PFP | PFP, VALVE, 775-SDV-6605B-PFP | Passive Fire Protection (PFP) | PS002.01
775-SDV-6705A-PFP | PFP, VALVE, 775-SDV-6705A-PFP | Passive Fire Protection (PFP) | PS002.01
775-SDV-6705B-PFP | PFP, VALVE, 775-SDV-6705B-PFP | Passive Fire Protection (PFP) | PS002.01
776-VESE-0001-PFP | PFP, VALVE, 776-VESE-0001-PFP | Passive Fire Protection (PFP) | PS002.01
776-VESE-0002-PFP | PFP, VALVE, 776-VESE-0002-PFP | Passive Fire Protection (PFP) | PS002.01
771-VESB-0061A-PFP | PFP, VALVE, 771-VESB-0061A-PFP | Passive Fire Protection (PFP) | PS002.01
771-VESB-0063A-PFP | PFP, VALVE, 771-VESB-0063A-PFP | Passive Fire Protection (PFP) | PS002.01
775-SDV-6113-A-PFP | PFP, VALVE, 775-SDV-6113-A-PFP | Passive Fire Protection (PFP) | PS002.01
775-SDV-6113-B-PFP | PFP, VALVE, 775-SDV-6113-B-PFP | Passive Fire Protection (PFP) | PS002.01
113-PUAD-0030 | Air Driven Pump, Riser Balcony Drain Pump, Riser Balcony Drain System | Air Driven Pump | ER008.01.02
113-PUAD-0040 | Air Driven Pump, Riser Balcony Drain Pump, Riser Balcony Drain System | Air Driven Pump | ER008.01.02
113-PUAD-0050 | Air Driven Pump, Riser Balcony Drain Pump, Riser Balcony Drain System | Air Driven Pump | ER008.01.02
113-PUAD-0060 | Air Driven Pump, Riser Balcony Drain Pump, Riser Balcony Drain System | Air Driven Pump | ER008.01.02
113-PUAD-0070 | Air Driven Pump, Riser Balcony Drain Pump, Riser Balcony Drain System | Air Driven Pump | ER008.01.02
113-PUAD-0080 | Air Driven Pump, Riser Balcony Drain Pump, Riser Balcony Drain System | Air Driven Pump | ER008.01.02
113-VEST-0011 | Tank, Riser Balcony Drain Tank, Riser Balcony Drain System | Storage Tank | ER008.01.02
113-VEST-0021 | Tank, Riser Balcony Drain Tank, Riser Balcony Drain System | Storage Tank | ER008.01.02
113-VEST-0031 | Tank, Riser Balcony Drain Tank, Riser Balcony Drain System | Storage Tank | ER008.01.02
113-VEST-0041 | Tank, Riser Balcony Drain Tank, Riser Balcony Drain System | Storage Tank | ER008.01.02
113-VEST-0051 | Tank, Riser Balcony Drain Tank, Riser Balcony Drain System | Storage Tank | ER008.01.02
113-VEST-0061 | Tank, Riser Balcony Drain Tank, Riser Balcony Drain System | Storage Tank | ER008.01.02
442-EEDP-0201 | 230VAC, Emergency Module TS011 | Local Distribution Board | ER002.01
442-EEDP-0301 | 230VAC, Emergency Module TS012 | Local Distribution Board | ER002.01
442-EEDP-0401 | 230VAC, Emergency Module TS013 | Local Distribution Board | ER002.01
442-EEDP-0501 | 230VAC, Emergency Module TS017 | Local Distribution Board | ER002.01
442-EEDP-0601 | 230VAC, Emergency Module TS021 | Local Distribution Board | ER002.01
442-EEDP-0701 | 230VAC, Emergency Module TS024 | Local Distribution Board | ER002.01
442-EEDP-0801 | 230VAC, Emergency Module TS031 | Local Distribution Board | ER002.01
442-EEDP-0901 | 230VAC, Emergency Module TS032 | Local Distribution Board | ER002.01
442-EEDP-1001 | 230VAC, Emergency Module TS041 | Local Distribution Board | ER002.01
442-EEDP-1101 | 230VAC, Emergency Module TS042 | Local Distribution Board | ER002.01
442-EEDP-1201 | 230VAC, Emergency Module TS043 | Local Distribution Board | ER002.01
442-EEDP-1301 | 230VAC, Emergency Module TS044 | Local Distribution Board | ER002.01
442-EEDP-1501 | 230VAC, Emergency Module TS051 | Local Distribution Board | ER002.01
442-EEDP-1701 | 230VAC, Emergency Module TS061 | Local Distribution Board | ER002.01
442-EEDP-1801 | 230VAC, Emergency Module TS062 | Local Distribution Board | ER002.01
442-EEDP-1901 | 230VAC, Emergency Module TS091 | Local Distribution Board | ER002.01
442-EEDP-2001 | 230VAC, Emergency Module TS101 | Local Distribution Board | ER002.01
442-EEDP-2101 | 230VAC, Emergency Module TS130 | Local Distribution Board | ER002.01
442-EEDP-2102 | 230VAC, Topsides Emergency, Module TS130 | Local Distribution Board | ER002.01
442-EEDP-2201 | 230VAC, Emergency Module TS151 | Local Distribution Board | ER002.01
442-EEDP-3001 | 230VAC, Forward Emergency Distribution Panel, FER2, Main Deck | Local Distribution Board | ER002.01
442-EEDP-5521 | 230VAC, Main Deck Aft, Bosun Store/Rigging Loft, Main Deck | Local Distribution Board | ER002.01
442-EEDP-5522 | 230VAC, Main Deck Fwd, FER2, Main Deck | Local Distribution Board | ER002.01
442-EEDP-5911 | 440VAC, Diving Stations Distribution Panel, Emergency Generator Room, A Deck | Local Distribution Board | ER002.01
568-CMVI-8814 | CCTV System, Thermal Imaging Camera, Cargo Deck Area Monitoring | CCTV System | ER003.02
661-VEPT-0001 | Pig Trap, Production Pig Receiver | Pig Trap | PC002.04
661-VEPT-0002 | Pig Trap, Production Pig Receiver | Pig Trap | PC002.04
661-VEPT-0003 | Pig Trap, Production Pig Receiver | Pig Trap | PC002.04
662-HEST-0100 | Heat Exchanger, Test Heater [Elev8] | Heat Exchanger, Shell and Tube | PC002.03
662-PKFI-0200 | Oil / Gas Metering Package, Crude Oil Rundown Oil Storage Tank Skid | Oil / Gas Metering Skid | PC002.02
662-PKFI-0201 | Oil / Gas Metering Package, Jet Mix | Oil / Gas Metering Skid | PC002.02
662-VECA-0006 | Coalescer, Pre-Treater | Coalescer | PC002.04
662-VECA-0011 | Coalescer, Electrostatic Treater | Coalescer | PC002.04
662-VESE-0001 | Separator, HP Separator | Separator | PC002.04
662-VESE-0002 | Separator, FWKO Drum | Separator | PC002.04
662-VESE-0005 | Separator, IP Flash Vessel | Separator | PC002.04
662-VESE-0009 | Separator, LP Degasser | Separator | PC002.04
662-VESE-0101 | Separator, Test Separator | Separator | PC002.04
663-PUCE-5120 | Pump, Cargo, COT 1 CL | Pump Centrifugal | SI001.01.01
663-PUCE-5210 | Pump, Cargo, COT 2 SB | Pump Centrifugal | SI001.01.01
568-CMPB-1013A | PAGA System, Ex (Hazardous Area) Flashing Beacon, Main Deck | PAGA System | ER003.02
662-HEPL-0003A | Heat Exchanger, Crude-Crude Exchanger A | Heat Exchanger, Plate | PC002.03
662-HEPL-0003B | Heat Exchanger, Crude-Crude Exchanger B | Heat Exchanger, Plate | PC002.03
662-HEPL-0004A | Heat Exchanger, Crude Oil Heater A | Heat Exchanger, Plate | PC002.03
662-HEPL-0004B | Heat Exchanger, Crude Oil Heater B | Heat Exchanger, Plate | PC002.03
662-HEPL-0004C | Heat Exchanger, Crude Oil Heater C | Heat Exchanger, Plate | PC002.03
662-HEPL-0013A | Heat Exchanger, Crude Oil Cooler A | Heat Exchanger, Plate | PC002.03
662-HEPL-0013B | Heat Exchanger, Crude Oil Cooler B | Heat Exchanger, Plate | PC002.03
662-PUCE-0008A | Pump, Crude Recycle, A | Pump Centrifugal | PC002.01
662-PUCE-0008B | Pump, Crude Recycle, B | Pump Centrifugal | PC002.01
662-PUCE-0010A | Pump, Crude Oil, A | Pump Centrifugal | PC002.01
662-PUCE-0010B | Pump, Crude Oil, B | Pump Centrifugal | PC002.01
667-PKWS-0100A | Well Service Pump Package, Well Service Pump Package, Topsides LP Service Pump A | Well Service Pump Package | PC002.01
667-PKWS-0100B | Well Service Pump Package, Well Service Pump Package, Topsides LP Service Pump B | Well Service Pump Package | PC002.01
667-PKWS-0100C | Well Service Pump Package, Well Service Pump Package, Topsides LP Service Pump C | Well Service Pump Package | PC002.01
667-PUCE-0003A | Pump, Test Separator / MGO Circulation, A | Pump Centrifugal | PC002.01
667-PUCE-0003B | Pump, Test Separator / MGO Circulation, B | Pump Centrifugal | PC002.01
771-COCE-0601A | Compressor, Main Gas Compressor Train A | Centrifugal Compressor | PC002.01
771-COCE-0601B | Compressor, Main Gas Compressor Train B | Centrifugal Compressor | PC002.01
771-COCE-0601C | Compressor, Main Gas Compressor Train C | Centrifugal Compressor | PC002.01
771-COCE-0602A | Compressor, Injection Gas Compressor Train A | Centrifugal Compressor | PC002.01
771-COCE-0602B | Compressor, Injection Gas Compressor Train B | Centrifugal Compressor | PC002.01
771-COCE-0602C | Compressor, Injection Gas Compressor Train C | Centrifugal Compressor | PC002.01
775-SDV-6213-A-PFP | PFP, VALVE, 775-SDV-6213-A-PFP | Passive Fire Protection (PFP) | PS002.01
775-SDV-6213-B-PFP | PFP, VALVE, 775-SDV-6213-B-PFP | Passive Fire Protection (PFP) | PS002.01
775-SDV-6313-A-PFP | PFP, VALVE, 775-SDV-6313-A-PFP | Passive Fire Protection (PFP) | PS002.01
775-SDV-6313-B-PFP | PFP, VALVE, 775-SDV-6313-B-PFP | Passive Fire Protection (PFP) | PS002.01
775-SDV-6413-A-PFP | PFP, VALVE, 775-SDV-6413-A-PFP | Passive Fire Protection (PFP) | PS002.01
775-SDV-6413-B-PFP | PFP, VALVE, 775-SDV-6413-B-PFP | Passive Fire Protection (PFP) | PS002.01
775-SDV-6513-A-PFP | PFP, VALVE, 775-SDV-6513-A-PFP | Passive Fire Protection (PFP) | PS002.01
775-SDV-6513-B-PFP | PFP, VALVE, 775-SDV-6513-B-PFP | Passive Fire Protection (PFP) | PS002.01
775-SDV-6613-A-PFP | PFP, VALVE, 775-SDV-6613-A-PFP | Passive Fire Protection (PFP) | PS002.01
775-SDV-6613-B-PFP | PFP, VALVE, 775-SDV-6613-B-PFP | Passive Fire Protection (PFP) | PS002.01
775-SDV-6713-A-PFP | PFP, VALVE, 775-SDV-6713-A-PFP | Passive Fire Protection (PFP) | PS002.01
775-SDV-6713-B-PFP | PFP, VALVE, 775-SDV-6713-B-PFP | Passive Fire Protection (PFP) | PS002.01
776- VESE-0003-PFP | PFP, VALVE, 776- VESE-0003-PFP | Passive Fire Protection (PFP) | PS002.01
333-EXTINGUISHERS-CO2 | CO2 FIRE EXTINGUISHERS | Extinguisher | ER007.01
333-EXTINGUISHERS-FOAM | FOAM FIRE EXTINGUISHERS | Extinguisher | ER007.01
333-EXTINGUISHERS-WATER | WATER FIRE EXTINGUISHERS | Extinguisher | ER007.01
331-GAS-SYS-FWD-EQUIP-RM | CO2 Fire Fighting System, GASEOUS FIRE FIGHTING - FWD EQUIPMENT ROOM | Fire Fighting System, CO2 | PS005.01
EXTING-WHEELED DRY POWDER | WHEELED DRY POWDER FIRE EXTINGUISHERS | Extinguisher | ER007.01
331-GAS-SYS-FWD-EQUIP-RM-1 | CO2 Fire Fighting System, GASEOUS FIRE FIGHTING - FWD EQUIPMENT ROOM 1 | Fire Fighting System, CO2 | PS005.01
331-GAS-SYS-FWD-EQUIP-RM-2 | CO2 Fire Fighting System, GASEOUS FIRE FIGHTING - FWD EQUIPMENT ROOM 2 | Fire Fighting System, CO2 | PS005.01
331-GASEOUS-SYSTEM-ECR-CCS | CO2 Fire Fighting System, GASEOUS FIRE FIGHTING - ECR-CCS | Fire Fighting System, CO2 | PS005.01
331-GAS-SYS-VSL-EQUIP-RM-HV | CO2 Fire Fighting System, GASEOUS FIRE FIGHTING - VESSEL EQUIPMENT ROOM HV | Fire Fighting System, CO2 | PS005.01
331-GAS-SYS-VSL-EQUIP-RM-LV | CO2 Fire Fighting System, GASEOUS FIRE FIGHTING - VESSEL EQUIPMENT ROOM LV | Fire Fighting System, CO2 | PS005.01
331-GASEOUS-SYSTEM-IGG-ROOM | CO2 Fire Fighting System, GASEOUS FIRE FIGHTING - IGG ROOM | Fire Fighting System, CO2 | PS005.01
113-VEST-0071 | Tank, Riser Balcony Drain Tank, Riser Balcony Drain System | Storage Tank | ER008.01.02
113-VEST-0081 | Tank, Riser Balcony Drain Tank, Riser Balcony Drain System | Storage Tank | ER008.01.02
116-HYAT-0010 | Accumulator, MGO Header | Hydraulic Accumulator | PC002.04
116-PKHF-1131 | Helifuel Package, Dispensing Unit, Helideck Refueling System | Helifuel Package | ER006.01
116-PKHF-1132 | Helifuel Package, Tank Laydown/Pump Skid, Helideck Refueling System | Helifuel Package | ER006.01
116-PKHF-1133 | Helifuel Package, Tank Laydown, Helideck Refueling System | Helifuel Package | ER006.01
116-PUCE-6100 | Pump, Fwd MGO Submerged Pump, PS | Pump Centrifugal | PC002.01
116-PUCE-6200 | Pump, Fwd MGO Submerged Pump, SB | Pump Centrifugal | PC002.01
116-VEPR-7161 | Pressure Vessel, MDO Fuel Accumulator | Vessel, Pressure | PC002.04
442-EEDP-6500 | 230VAC, Emergency Distribution Panel, Emergency Generator Room, A Deck | Local Distribution Board | ER002.01
442-EEPT-6001 | Power Transformer, 690/240V, Vessel Emergency No1 | Power Tansform Dry type | PC002.01
442-EEPT-6002 | Power Transformer, 690/240V, Vessel Emergency No2 | Power Tansform Dry type | PC002.01
442-EEPT-6003 | Power Transformer, 690/240V, FWD Vessel Emergency No1 | Power Tansform Dry type | PC002.01
442-EEPT-6004 | Power Transformer, 690/240V, FWD Vessel Emergency No1 | Power Tansform Dry type | PC002.01
442-EESG-6000 | Switchgear, 690VAC, Emergecy Switchboard, Emergency Generator Room, Main Deck | HV Air Insulated Switchgear | ER002.01
443-EEDP-5911 | 440VAC, Diving Station, Emergency Generator Room, Main Deck | Local Distribution Board | 0
663-PUCE-5220 | Pump, Cargo, COT 2 CL | Pump Centrifugal | SI001.01.01
663-PUCE-5230 | Pump, Cargo, COT 2 PS | Pump Centrifugal | SI001.01.01
663-PUCE-5310 | Pump, Cargo, COT 3 SB | Pump Centrifugal | SI001.01.01
663-PUCE-5320 | Pump, Cargo, COT 3 CL | Pump Centrifugal | SI001.01.01
663-PUCE-5330 | Pump, Cargo, COT 3 PS | Pump Centrifugal | SI001.01.01
108-HVAH-0004A | Air Handling Unit, System A, E&I ECR/CCS | Air handling Unit | IC001.01.01
108-HVAH-0004B | Air Handling Unit, E&I ECR/CCS | Air handling Unit | IC001.01.01
108-HVAH-2100A | Air Handling Unit, Air Cooled, LER HVAC Package, A | Air handling Unit | IC001.01.01
108-HVAH-2100B | Air Handling Unit, Air Cooled, LER HVAC Package, B | Air handling Unit | IC001.01.01
108-HVEF-0001A | Fan, Exhaust, Battery Room, Accom Top Deck | Fan | IC001.01.01
108-HVEF-0001B | Fan, Exhaust, Battery Room, Accom Top Deck | Fan | IC001.01.01
108-HVEF-0011A | Fan, Exhaust, Paint Store | Fan | IC001.01.01
108-HVEF-0011B | Fan, Exhaust, Paint Store | Fan | IC001.01.01
108-HVSF-0018A | Fan, Supply, No1, Transformer Room | Fan | IC001.01.01
108-HVSF-0018B | Fan, Supply, No2, Transformer Room | Fan | IC001.01.01
108-HVSF-0023A | Fan, Supply, No1, IGG Room | Fan | IC001.01.01
108-HVSF-0023B | Fan, Supply, No2, IGG Room | Fan | IC001.01.01
108-PKRP-5200A | Gas Dewpointing & Refrigeration Package, Provisions Store, Aft Area, Deck 1 | Gas Dewpointing & Refrigeration Package | IC001.01.01
108-PKRP-5200B | Gas Dewpointing & Refrigeration Package, Provisions Store, Aft Area, Deck 1 | Gas Dewpointing & Refrigeration Package | IC001.01.01
771-HECI-0014A | Heat Exchanger, LP Gas Compressor Discharge Cooler, Train A [Elev8] | Printed Circuit | PC002.03
771-HECI-0014B | Heat Exchanger, LP Gas Compressor Discharge Cooler, Train B [Elev8] | Printed Circuit | PC002.03
771-HECI-0062A | Heat Exchanger, Main Gas Compressor Discharge Cooler, Train A [Elev8] | Printed Circuit | PC002.03
771-HECI-0062B | Heat Exchanger, Main Gas Compressor Discharge Cooler, Train B [Elev8] | Printed Circuit | PC002.03
771-HECI-0062C | Heat Exchanger, Main Gas Compressor Discharge Cooler, Train C [Elev8] | Printed Circuit | PC002.03
771-HECI-0064A | Heat Exchanger, Injection Gas Compressor Discharge Cooler, Train A [Elev8] | Printed Circuit | PC002.03
771-HECI-0064B | Heat Exchanger, Injection Gas Compressor Discharge Cooler, Train B [Elev8] | Printed Circuit | PC002.03
771-HECI-0064C | Heat Exchanger, Injection Gas Compressor Discharge Cooler, Train C [Elev8] | Printed Circuit | PC002.03
771-HECI-0092A | Heat Exchanger, CO2 Compressor 1st Stage Discharge Cooler, Train A [Elev8] | Printed Circuit | PC002.03
771-HECI-0092B | Heat Exchanger, CO2 Compressor 1st Stage Discharge Cooler, Train B [Elev8] | Printed Circuit | PC002.03
771-HECI-0094A | Heat Exchanger, CO2 Compressor 2nd Stage Discharge Cooler, Train A [Elev8] | Printed Circuit | PC002.03
128-STORAGE-TANK-METHANOL-1S | Tank, Methanol Storage, 1 SB | Storage Tank | PC006.02
128-STORAGE-TANK-METHANOL-2S | Tank, Methanol Storage, 2 SB | Storage Tank | PC006.02
331-GAS-SYS-AFT-FIRE-PP-RM-1 | CO2 Fire Fighting System, GASEOUS FIRE FIGHTING - AFT FIRE PUMP ROOM 1 | Fire Fighting System, CO2 | PS005.01
331-GAS-SYS-AFT-FIRE-PP-RM-2 | CO2 Fire Fighting System, GASEOUS FIRE FIGHTING - AFT FIRE PUMP ROOM 2 | Fire Fighting System, CO2 | PS005.01
331-GAS-SYS-EMERGENCY-GEN-RM | CO2 Fire Fighting System, GASEOUS FIRE FIGHTING - EMERGENCY GENERATOR ROOM | Fire Fighting System, CO2 | PS005.01
331-GAS-SYS-FWD-EQUIP-RM-1-2 | CO2 Fire Fighting System, GASEOUS FIRE FIGHTING - FWD EQUIPMENT ROOM 1-2 | Fire Fighting System, CO2 | PS005.01
331-GAS-SYS-FWD-FIRE-PP-RM-1 | CO2 Fire Fighting System, GASEOUS FIRE FIGHTING - FWD FIRE PUMP ROOM 1 | Fire Fighting System, CO2 | PS005.01
331-GAS-SYS-FWD-FIRE-PP-RM-2 | CO2 Fire Fighting System, GASEOUS FIRE FIGHTING - FWD FIRE PUMP ROOM 2 | Fire Fighting System, CO2 | PS005.01
331-GASEOUS-SYS-AFT-FIFI-SYS | CO2 Fire Fighting System, GASEOUS FIRE FIGHTING - AFT GASEOUS FIFI SYSTEM | Fire Fighting System, CO2 | PS005.01
331-GASEOUS-SYS-FWD-FIFI-SYS | CO2 Fire Fighting System, GASEOUS FIRE FIGHTING - FWD GASEOUS FIFI SYSTEM | Fire Fighting System, CO2 | PS005.01
331-GASEOUS-SYS-FWD-HPU-ROOM | CO2 Fire Fighting System, GASEOUS FIRE FIGHTING - FWD HPU ROOM | Fire Fighting System, CO2 | PS005.01
333-EXTINGUISHERS-DRY POWDER | DRY POWDER FIRE EXTINGUISHERS | Extinguisher | ER007.01
331-GAS-SYS-THRUST-COMPART-PS | CO2 Fire Fighting System, 331- Inergen Gaseous - THRUSTER COMPARTMENT PS | Fire Fighting System, CO2 | PS005.01
331-GAS-SYS-THRUST-COMPART-SB | CO2 Fire Fighting System, 331- Inergen Gaseous - THRUSTER COMPARTMENT SB | Fire Fighting System, CO2 | PS005.01
331-GASEOUS-SYS-PURIFIER-ROOM | CO2 Fire Fighting System, GASEOUS FIRE FIGHTING - PURIFIER ROOM | Fire Fighting System, CO2 | PS005.01
333-EXTINGUISHERS-WHEELED CO2 | WHEELED CO2 FIRE EXTINGUISHERS | Extinguisher | ER007.01
128-STORAGE-TANK-WAX-INHIBITOR | Tank, Wax Inhibitor Storage | Storage Tank | SI002.01.01
331-GAS-SYS-FWD-MEZZANINE-DECK | CO2 Fire Fighting System, GASEOUS FIRE FIGHTING - FWD MEZZANINE DECK | Fire Fighting System, CO2 | PS005.01
331-GASEOUS-SYS-AFT-MACH-SPACE | CO2 Fire Fighting System, GASEOUS FIRE FIGHTING - AFT MACHINERY SPACE | Fire Fighting System, CO2 | PS005.01
331-GASEOUS-SYS-CARGO-HPU-ROOM | CO2 Fire Fighting System, GASEOUS FIRE FIGHTING - CARGO HPU ROOM | Fire Fighting System, CO2 | PS005.01
331-GASEOUS-SYS-FWD-MACH-SPACE | CO2 Fire Fighting System, GASEOUS FIRE FIGHTING - FWD MACHINERY SPACE | Fire Fighting System, CO2 | PS005.01
331-GASEOUS-SYSTEM-ENGINE-ROOM | CO2 Fire Fighting System, GASEOUS FIRE FIGHTING - ENGINE ROOM | Fire Fighting System, CO2 | PS005.01
445-EEDP-6001 | UPS Main Distribution Panel A, UPS Room, Navigation Deck | UPS Distribution board | ER002.01
445-EEDP-6008 | 230VAC, UPS Main Dist Panel No1, TER | UPS Distribution board | ER002.01
445-EEDP-6009 | 230VAC, UPS Main Distribution Panel No2, Radio Room (209) | UPS Distribution board | ER002.01
445-EEDP-6015 | 230VAC, UPS Distribution Panel A, Console, AER, Main Deck | UPS Distribution board | ER002.01
445-EEDP-6016 | 230VAC, UPS Distribution Panel B, Console, AER, Main Deck | UPS Distribution board | ER002.01
445-EEDP-6017 | 230VAC, UPS Distribution Panel B, ICSS, CER, Main Deck | UPS Distribution board | ER002.01
663-PUCE-5410 | Pump, Cargo, COT 4 SB | Pump Centrifugal | SI001.01.01
663-PUCE-5420 | Pump, Cargo, COT 4 CL | Pump Centrifugal | SI001.01.01
663-PUCE-5430 | Pump, Cargo, COT 4 PS | Pump Centrifugal | SI001.01.01
663-PUCE-5510 | Pump, Cargo, COT 5 SB | Pump Centrifugal | SI001.01.01
663-PUCE-5520 | Pump, Cargo, COT 5 CL | Pump Centrifugal | SI001.01.01
663-PUCE-5530 | Pump, Cargo, COT 5 PS | Pump Centrifugal | SI001.01.01
663-PUCE-5610 | Pump, Cargo, COT 6 SB | Pump Centrifugal | SI001.01.01
663-PUCE-5620 | Pump, Cargo, COT 6 CL | Pump Centrifugal | SI001.01.01
663-PUCE-5630 | Pump, Cargo, COT 6 PS | Pump Centrifugal | SI001.01.01
663-PUCE-5710 | Pump, Cargo, COT 7 SB | Pump Centrifugal | SI001.01.01
663-PUCE-5720 | Pump, Cargo, COT 7 CL | Pump Centrifugal | SI001.01.01
663-PUCE-5730 | Pump, Cargo, COT 7 PS | Pump Centrifugal | SI001.01.01
111-PKPG-0100A | Power Generation Gas Turbine, Package A | Power Generation Gas Turbine | PC002.01
111-PKPG-0100B | Power Generation Gas Turbine, Package B | Power Generation Gas Turbine | PC002.01
111-PKPG-0100C | Power Generation Gas Turbine, Package C | Power Generation Gas Turbine | PC002.01
111-PKPG-0100D | Power Generation Gas Turbine, Package D | Power Generation Gas Turbine | PC002.01
116-PUPD-5300A | MGO Transfer, No1 | Pump, Positive Displacement | PC002.01
116-PUPD-5300B | MGO Transfer, No2 | Pump, Positive Displacement | PC002.01
116-PURO-5200A | Pump, MGO Purifier Feed, No1 | Pump Rotary | PC002.01
771-HECI-0094B | Heat Exchanger, CO2 Compressor 2nd Stage Discharge Cooler, Train B [Elev8] | Printed Circuit | PC002.03
771-HEST-0041A | Heat Exchanger, VRU 1st Stage Compressor Cooler, Train A [Elev8] | Heat Exchanger, Shell and Tube | PC002.03
771-HEST-0041B | Heat Exchanger, VRU 1st Stage Compressor Cooler, Train B [Elev8] | Heat Exchanger, Shell and Tube | PC002.03
771-HEST-0044A | Heat Exchanger, VRU 2nd Stage Compressor Cooler, Train A [Elev8] | Heat Exchanger, Shell and Tube | PC002.03
771-HEST-0044B | Heat Exchanger, VRU 2nd Stage Compressor Cooler, Train B [Elev8] | Heat Exchanger, Shell and Tube | PC002.03
771-PKGC-0100A | Gas Compressor Package, LP Gas Compressor Package Train A | Gas Compression Package | PC002.01
771-PKGC-0100B | Gas Compressor Package, LP Gas Compressor Package Train B | Gas Compression Package | PC002.01
771-PKGC-0400A | Gas Compressor Package, Vapour Recovery Unit Package, Train A | Gas Compression Package | PC002.01
771-PKGC-0400B | Gas Compressor Package, Vapour Recovery Unit Package, Train B | Gas Compression Package | PC002.01
771-PKGC-0600A | Gas Compressor Package, Main Gas & Injection Gas Compressor Package Train A | Gas Compression Package | PC002.01
771-PKGC-0600B | Gas Compressor Package, Main Gas & Injection Gas Compressor Package Train B | Gas Compression Package | PC002.01
771-PKGC-0600C | Gas Compressor Package, Main Gas & Injection Gas Compressor Package Train C | Gas Compression Package | PC002.01
771-PKGC-0900A | Gas Compressor Package, CO2 Compressor Package Train A | Gas Compression Package | PC002.01
331-GASEOUS-SYSTEM-PAINT-STORE | CO2 Fire Fighting System, GASEOUS FIRE FIGHTING - PAINT STORE | Fire Fighting System, CO2 | PS005.01
331-GASEOUS-SYSTEM-PW-HPU-ROOM | CO2 Fire Fighting System, GASEOUS FIRE FIGHTING - PW HPU ROOM | Fire Fighting System, CO2 | PS005.01
333-EXTINGUISHERS-WET CHEMICAL | WET CHEMICAL FIRE EXTINGUISHERS | Extinguisher | ER007.01
333-EXTINGUISHERS-WHEELED FOAM | WHEELED FOAM FIRE EXTINGUISHERS | Extinguisher | ER007.01
550-LCP-1510 | ICSS Panel, Topsides PCS/PSS, Module TS101 | ICSS Local Control Panel | SD002.03.06
553-CP-2417A | ICSS Panel, 230VAC, Topsides (FGS/ESD) No1 Bay A, AER, Main Deck | ICSS Local Control Panel | SD002.01 & SD002.02
553-CP-2417B | ICSS Panel, 230VAC, Topsides (FGS/ESD) No1 Bay B, AER, Main Deck | ICSS Local Control Panel | SD002.01 & SD002.02
553-CP-2417C | ICSS Panel, 230VAC, Topsides (FGS/ESD) No1 Bay C, AER, Main Deck | ICSS Local Control Panel | SD002.01 & SD002.02
553-HSC-2430 | Cabinets and Consoles, Server, FGS/ESD, Client 1, CER | Telecom Cabinets and Consoles | 0
553-LCP-2411 | ICSS Panel, Vessel ICSS Control Panel (FGS/ESD) No1, Bay B | ICSS Local Control Panel | SD002.01 & SD002.02
553-LCP-2420 | ICSS Panel, Gas Sampling System Cabinet (Analysing Unit), AER, Main Deck | ICSS Local Control Panel | SD002.03.06
556-CMC-7900 | Cabinets and Consoles, 230VAC, Berthing Aid Cabinet, Wheelhouse (803) | Telecom Cabinets and Consoles | PS001.01
557-UCP-2311 | ICSS Panel, 230VAC, Annunciator, Overfill Alarm Panel (in Console, Deck 2) | ICSS Local Control Panel | SI001.01.01
557-UCP-2410 | ICSS Panel, 230VAC, Tank Gauging System SCU, AER, Main Deck | ICSS Local Control Panel | SI001.01.01
557-UCP-2413 | ICSS Panel, Bubbling Cabinet (LevelDatic 80S), Tank Gauging System UCP No1 | ICSS Local Control Panel | SI001.01.01
557-UCP-2414 | ICSS Panel, Bubbling Cabinet (LevelDatic 80S), Tank Gauging System UCP No1 | ICSS Local Control Panel | SI001.01.01
557-UCP-2415 | ICSS Panel, Bubbling Cabinet (LevelDatic 80S), Tank Gauging System UCP No1 | ICSS Local Control Panel | SI001.01.01
557-UCP-2431 | ICSS Panel, IO Box, Level & Draft Gauging System | ICSS Local Control Panel | SI001.01.01
563-CMC-8100 | Cabinets and Consoles, 230VAC, Metocean Cabinet, TER (805) | Telecom Cabinets and Consoles | 0
563-CMC-8200 | Cabinets and Consoles, 230VAC, Client Env. System Cabinet, CCR, A Deck | Telecom Cabinets and Consoles | PS001.02.02
566-PAGA-VSL | PAGA System, PAGA System Vessel | PAGA System | ER003.02
568-CMC-8600 | Cabinets and Consoles, 230VAC, CCV TV System Cabinet | Telecom Cabinets and Consoles | ER003.02
661-PSV-0407 | PSV for Air Tank 661-AVE-0407 of Actuated Valve 661-BDV-0407 | PSV-Conventional | 0
119-HYPL-8030 | Hydraulic Control Panel, Subsea Emergency Shutdown Valves | Hydraulic Control Unit | SD001.01
445-EEDP-6018 | 230VAC, UPS Distribution Panel A, ICSS, CER, Main Deck | UPS Distribution board | ER002.01
445-EEDP-6020 | 230VAC, UPS Main Distribution Panel No3, ECR/CCS, Deck 2 | UPS Distribution board | ER002.01
445-EEDP-6025 | 230VAC, UPS Distribution Panel A, Gen, Engine Room, Deck 4 | UPS Distribution board | ER002.01
445-EEDP-6026 | 230VAC, UPS Distribution Panel B, Gen, Engine Room, Deck 4 | UPS Distribution board | ER002.01
445-EEDP-6027 | 230VAC, UPS Main Dist Panel No5, Thruster/E & I Workshop | UPS Distribution board | ER002.01
445-EEDP-6030 | 230VAC, UPS Main Distribution Panel No4, FER2, Main Deck | UPS Distribution board | ER002.01
445-EEDP-6048 | 48VDC, UPS Distribution Panel, TER, Navigation Deck | UPS Distribution board | ER002.01
445-EEDP-6201 | 230VAC, UPS Sub Dist Panel B, Vessel Equipment Room | UPS Distribution board | ER002.01
445-EEDP-6224 | 24VDC, UPS Dist Panel No1, Engine Room | UPS Distribution board | ER002.01
445-EEDP-6225 | 24VDC, UPS, Dist Panel No2, Wheelhouse | UPS Distribution board | ER002.01
445-UPDP-2101 | 230VAC, UPS-B Distribution Panel, LER | UPS Distribution board | ER002.01
445-UPDP-2121 | 230VAC, UPS-A Distribution Panel, TS130 | UPS Distribution board | ER002.01
445-UPDP-2141 | 230VAC, UPS-A/B Distribution Panel, LER | UPS Distribution board | ER002.01
445-UPSY-2100 | UPS System, 230VAC, UPS System B, Main Panel | Ups System | ER002.01
445-UPSY-2112 | UPS System, 110VDC, UPS Battery Charger, Electrical Panel Room, LER | Ups System | ER002.01
445-UPSY-2113 | UPS System, DC, UPS System, Electrical Panel Room, LER | UPS Distribution board | ER002.01
445-UPSY-6000 | UPS System, 230VAC, UPS System A, Main Panel, UPS Room, Navigation Deck | Ups System | ER002.01
664-PKFI-7100 | Oil / Gas Metering Package, Offloading Metering Unit, Cargo Offloading | Oil / Gas Metering Skid | PC002.04
664-RAOH-5100 | Offloading Hose Reel, Aft | Reel, Offloading Hose | PC003.01.03
664-RAOH-6100 | Offloading Hose Reel, FWD | Reel, Offloading Hose | PC003.01.03
664-VEPR-5100 | Pressure Vessel, AFT Offloading | Vessel, Pressure | PC002.04
664-VEPR-6100 | Pressure Vessel, FWD Offloading | Vessel, Pressure | PC002.04
116-PURO-5200B | Pump, MGO Purifier Feed, No2 | Pump Rotary | PC002.01
118-PSV-0123-A | AFTER COOLER FOR NO,1 AIR COMPRESSOR tube | PSV-Conventional | 0
118-PSV-0123-B | OIL/SEPARATOR RECEIVER #2 FOR NO,1 AIR COMPRESSOR | PSV-Conventional | 0
118-PSV-0223-A | AFTER COOLER FOR NO,2 AIR COMPRESSOR tube | PSV-Conventional | 0
118-PSV-0223-B | OIL/SEPARATOR RECEIVER #2 FOR NO,2 AIR COMPRESSOR | PSV-Conventional | 0
118-PSV-0323-A | AFTER COOLER FOR NO,3 AIR COMPRESSOR tube | PSV-Conventional | 0
118-PSV-0323-B | OIL/SEPARATOR RECEIVER #2 FOR NO,3 AIR COMPRESSOR | PSV-Conventional | 0
118-PSV-0423-A | AFTER COOLER FOR NO,4 AIR COMPRESSOR tube | PSV-Conventional | 0
118-PSV-0423-B | OIL/SEPARATOR RECEIVER #2 FOR NO,4 AIR COMPRESSOR | PSV-Conventional | 0
118-PSV-0523-A | AFTER COOLER FOR NO,5 AIR COMPRESSOR tube | PSV-Conventional | 0
118-PSV-0523-B | OIL/SEPARATOR RECEIVER #2 FOR NO,5 AIR COMPRESSOR | PSV-Conventional | 0
120-PSE-7701-1 | No. 1 PSE for Fuel Gas Superheater 777-HEST-0002, Shell Side, Heating Medium | PSV-Conventional | 0
120-PSE-7701-2 | No. 2 PSE for Fuel Gas Superheater 777-HEST-0002, Shell Side, Heating Medium | PSV-Conventional | 0
771-PKGC-0900B | Gas Compressor Package, CO2 Compressor Package Train B | Gas Compression Package | PC002.01
771-PUCE-0043A | Pump, Drain, Vapour Recovery Unit, 1st Stage, Train A | Pump Centrifugal | PC002.01
771-PUCE-0043B | Pump, Drain, Vapour Recovery Unit, 1st Stage, Train B | Pump Centrifugal | PC002.01
771-PUCE-0046A | Pump, Drain, Vapour Recovery Unit, Interstage, Train A | Pump Centrifugal | PC002.01
771-PUCE-0046B | Pump, Drain, Vapour Recovery Unit, Interstage, Train B | Pump Centrifugal | PC002.01
771-VESB-0013A | Scrubber, LPGC Suction Scrubber Train A | Scrubber | PC002.04
771-VESB-0013B | Scrubber, LPGC Suction Scrubber Train B | Scrubber | PC002.04
771-VESB-0042A | Scrubber, Vapour Recovery Unit Suction Scrubber, Train A | Scrubber | PC002.04
771-VESB-0042B | Scrubber, Vapour Recovery Unit Suction Scrubber, Train B | Scrubber | PC002.04
771-VESB-0045A | Scrubber, VRU 2nd Stage Suction Scrubber, Train A | Scrubber | PC002.04
771-VESB-0045B | Scrubber, Vapour Recovery Unit Interstage Scrubber, Train B | Scrubber | PC002.04
771-VESB-0061A | Scrubber, MGC Suction Scrubber Train A | Scrubber | PC002.04
771-VESB-0061B | Scrubber, MGC Suction Scrubber Train B | Scrubber | PC002.04
771-VESB-0061C | Scrubber, MGC Suction Scrubber Train C | Scrubber | PC002.04
771-VESB-0063A | Scrubber, IGC Suction Scrubber Train A | Scrubber | PC002.04
771-VESB-0063B | Scrubber, IGC Suction Scrubber Train B | Scrubber | PC002.04
771-VESB-0063C | Scrubber, IGC Suction Scrubber Train C | Scrubber | PC002.04
771-VESB-0091A | Scrubber, CO2 Compressor 1st Stage Suction Scrubber, Train A | Scrubber | PC002.04
771-VESB-0091B | Scrubber, CO2 Compressor 1st Stage Suction Scrubber, Train B | Scrubber | PC002.04
662-PSV-0201 | PSV for Air Tank 662-AVE-0201 of Actuated Valve 662-TCV-0201 | PSV-Conventional | 0
771-PSV-0104 | PSV for Air Tank 771-AVE-0104 of Actuated Valve 771-BDV-0104 | PSV-Conventional | 0
771-PSV-0106 | PSV for Air Tank 771-AVE-0106 of Actuated Valve 771-BDV-0106 | PSV-Conventional | 0
771-PSV-0108 | PSV for Air Tank 771-AVE-0108 of Actuated Valve 771-BDV-0108 | PSV-Conventional | 0
771-PSV-0118 | PSV for Air Tank 771-AVE-0118 of Actuated Valve 771-BDV-0118 | PSV-Conventional | 0
771-PSV-0120 | PSV for Air Tank 771-AVE-0120 of Actuated Valve 771-BDV-0120 | PSV-Conventional | 0
771-PSV-0204 | PSV for Air Tank 771-AVE-0204 of Actuated Valve 771-BDV-0204 | PSV-Conventional | 0
771-PSV-0214 | PSV for Air Tank 771-AVE-0214 of Actuated Valve 771-BDV-0214 | PSV-Conventional | 0
771-PSV-0604 | PSV for Air Tank 771-AVE-0604 of Actuated Valve 771-BDV-0604 | PSV-Conventional | 0
771-PSV-0606 | PSV for Air Tank 771-AVE-0606 of Actuated Valve 771-BDV-0606 | PSV-Conventional | 0
771-PSV-0930 | PSV for Air Tank 771-AVE-0930 of Actuated Valve 771-BDV-0930 | PSV-Conventional | 0
771-PSV-1111 | PSV for Air Tank 771-AVE-1111 of Actuated Valve 771-PCV-1111 | PSV-Conventional | 0
772-PSV-1111 | PSV for Air Tank 772-AVE-1111 of Actuated Valve 772-BDV-1111 | PSV-Conventional | 0
772-PSV-1113 | PSV for Air Tank 772-AVE-1113 of Actuated Valve 772-BDV-1113 | PSV-Conventional | 0
772-PSV-1721 | PSV for Air Tank 772-AVE-1721 of Actuated Valve 772-BDV-1721 | PSV-Conventional | 0
772-PSV-1740 | PSV for Air Tank 772-AVE-1740 of Actuated Valve 772-BDV-1740 | PSV-Conventional | 0
772-PSV-1742 | PSV for Air Tank 772-AVE-1742 of Actuated Valve 772-BDV-1742 | PSV-Conventional | 0
772-PSV-7010 | PSV for Air Tank 772-AVE-7010 of Actuated Valve 772-PCV-7010 | PSV-Conventional | 0
772-PSV-7031 | PSV for Air Tank 772-AVE-7031 of Actuated Valve 772-BDV-7031 | PSV-Conventional | 0
667-HEST-0004 | Heat Exchanger, Topsides Dewaxing Heater | Heat Exchanger, Shell and Tube | PC002.03
666-PKLE-0101 | Laboratory Equipment Package, TS130 Utility System | Laboratory Equipment Package | ER008.01.02
667-VEPT-0030 | Pig Trap, Service Pig Launcher, Topsides Service Pig Launcher | Pig Trap | PC002.04
771-PSV-1126A | PSV for Air Tank 771-AVE-1126A of Actuated Valve 771-BDV-1126A | PSV-Conventional | 0
771-PSV-1126B | PSV for Air Tank 771-AVE-1126B of Actuated Valve 771-BDV-1126B | PSV-Conventional | 0
771-PSV-1165A | PSV for Air Tank 771-AVE-1165A of Actuated Valve 771-FCV-1165A | PSV-Conventional | 0
771-PSV-1165B | PSV for Air Tank 771-AVE-1165B of Actuated Valve 771-FCV-1165B | PSV-Conventional | 0
771-PSV-2128A | PSV for Air Tank 771-AVE-2128A of Actuated Valve 771-BDV-2128A | PSV-Conventional | 0
122-PSV-8500-1 | PSV for Air Tank 122-AVE-8500-1 of Actuated Valve 122-PCV-8500-1 | PSV-Conventional | 0
122-PSV-8500-2 | PSV for Air Tank 122-AVE-8500-2 of Actuated Valve 122-PCV-8500-2 | PSV-Conventional | 0
124-PUCE-0004A | Pump, Oily Water | Pump Centrifugal | PC002.01
771-VESB-0093A | Scrubber, CO2 Compressor 2nd Stage Suction Scrubber, Train A | Scrubber | PC002.04
771-VESB-0093B | Scrubber, CO2 Compressor 2nd Stage Suction Scrubber, Train B | Scrubber | PC002.04
772-PURE-0112A | Pump, Teg Circulation A | Pump, Reciprocating | PC002.01
772-PURE-0112B | Pump, Teg Circulation B | Pump, Reciprocating | PC002.01
772-VEVF-0002A | Vessel Filter, TEG Filter Coalescer | Filter, Vessel | PC002.04
772-VEVF-0002B | Vessel Filter, TEG Filter Coalescer | Filter, Vessel | PC002.04
772-VEVF-0008A | Vessel Filter, HC Dewpointing Coalescer Filter A | Filter, Vessel | PC002.04
772-VEVF-0008B | Vessel Filter, HC Dewpointing Coalescer Filter B | Filter, Vessel | PC002.04
772-VEVF-0102A | Vessel Filter, Teg Particulate Filter A | Filter, Vessel | PC002.04
772-VEVF-0102B | Vessel Filter, Teg Particulate Filter B | Filter, Vessel | PC002.04
772-VEVF-0202A | Vessel Filter, CO2 Removal Unit Guard Bed A | Filter, Vessel | PC002.04
772-VEVF-0202B | Vessel Filter, CO2 Removal Unit Guard Bed B | Filter, Vessel | PC002.04
772-PSV-7724 | PSV for Air Tank 772-AVE-7724 of Actuated Valve 772-BDV-7724 | PSV-Conventional | 0
772-PSV-7803 | PSV for Air Tank 772-AVE-7803 of Actuated Valve 772-BDV-7803 | PSV-Conventional | 0
772-PSV-7825 | PSV for Air Tank 772-AVE-7825 of Actuated Valve 772-BDV-7825 | PSV-Conventional | 0
773-PSV-0004 | PSV for Air Tank 773-AVE-0004 of Actuated Valve 773-BDV-0004 | PSV-Conventional | 0
773-PSV-0009 | PSV for Air Tank 773-AVE-0009 of Actuated Valve 773-PCV-0009 | PSV-Conventional | 0
775-PSV-6005 | PSV for Air Tank 775-AVE-6005 of Actuated Valve 775-BDV-6005 | PSV-Conventional | 0
775-PSV-6035 | PSV for Air Tank 775-AVE-6035 of Actuated Valve 775-BDV-6035 | PSV-Conventional | 0
775-PSV-6037 | PSV for Air Tank 775-AVE-6037 of Actuated Valve 775-BDV-6037 | PSV-Conventional | 0
775-PSV-6803 | Pressure Safety Valve, Gas Inj. Pig Receiver Well | PSV-Conventional | PC005.01.01
124-CPOW-0003 | Separator, Oily Water Vessel | Oil Separator | PC002.04
124-PUCE-5001 | Pump, Produced Water Skimming | Pump Centrifugal | PC002.01
124-VESE-0001 | Separator, Produced Water Skim Vessel | Separator | PC002.04
771-PSV-2128B | PSV for Air Tank 771-AVE-2128B of Actuated Valve 771-BDV-2128B | PSV-Conventional | 0
771-PSV-2128C | PSV for Air Tank 771-AVE-2128C of Actuated Valve 771-BDV-2128C | PSV-Conventional | 0
771-PSV-2142A | PSV for Air Tank 771-AVE-2142A of Actuated Valve 771-TCV-2142A | PSV-Conventional | 0
771-PSV-2142B | PSV for Air Tank 771-AVE-2142B of Actuated Valve 771-TCV-2142B | PSV-Conventional | 0
771-PSV-2142C | PSV for Air Tank 771-AVE-2142B of Actuated Valve 771-TCV-2142B | PSV-Conventional | 0
771-PSV-3128A | PSV for Air Tank 771-AVE-3128A of Actuated Valve 771-BDV-3128A | PSV-Conventional | 0
771-PSV-3128B | PSV for Air Tank 771-AVE-3128B of Actuated Valve 771-BDV-3128B | PSV-Conventional | 0
771-PSV-3128C | PSV for Air Tank 771-AVE-3128C of Actuated Valve 771-BDV-3128C | PSV-Conventional | 0
771-PSV-3132A | PSV for Air Tank 771-AVE-3132A of Actuated Valve 771-BDV-3132A | PSV-Conventional | 0
771-PSV-3132B | PSV for Air Tank 771-AVE-3132B of Actuated Valve 771-BDV-3132B | PSV-Conventional | 0
771-PSV-3132C | PSV for Air Tank 771-AVE-3132C of Actuated Valve 771-BDV-3132C | PSV-Conventional | 0
771-PSV-3134A | PSV for Air Tank 771-AVE-3134A of Actuated Valve 771-BDV-3134A | PSV-Conventional | 0
771-PSV-3134B | PSV for Air Tank 771-AVE-3134B of Actuated Valve 771-BDV-3134B | PSV-Conventional | 0
771-PSV-3134C | PSV for Air Tank 771-AVE-3134C of Actuated Valve 771-BDV-3134C | PSV-Conventional | 0
771-PSV-3142A | PSV for Air Tank 771-AVE-3142A of Actuated Valve 771-TCV-3142A | PSV-Conventional | 0
771-PSV-3142B | PSV for Air Tank 771-AVE-3142B of Actuated Valve 771-TCV-3142B | PSV-Conventional | 0
771-PSV-3142C | PSV for Air Tank 771-AVE-3142C of Actuated Valve 771-TCV-3142C | PSV-Conventional | 0
771-PSV-7251A | PSV for Air Tank 771-AVE-7251A of Actuated Valve 771-BDV-7251A | PSV-Conventional | 0
771-PSV-7251B | PSV for Air Tank 771-AVE-7251B of Actuated Valve 771-BDV-7251B | PSV-Conventional | 0
771-PSV-8124A | PSV for Air Tank 771-AVE-8124A of Actuated Valve 771-FCV-8124A | PSV-Conventional | 0
771-PSV-8124B | PSV for Air Tank 771-AVE-8124B of Actuated Valve 771-FCV-8124B | PSV-Conventional | 0
771-PSV-8218A | PSV for Air Tank 771-AVE-8218A of Actuated Valve 771-BDV-8218A | PSV-Conventional | 0
124-PUCE-0004B | Pump, Oily Water | Pump Centrifugal | PC002.01
124-PUCE-0005A | Pump, Produced Water Reinjection Booster, A | Pump Centrifugal | PC002.01
124-PUCE-0005B | Pump, Produced Water Reinjection Booster, B | Pump Centrifugal | PC002.01
124-PUCE-0005C | Pump, Produced Water Reinjection Booster, C | Pump Centrifugal | PC002.01
124-VEIG-0103A | De-Oiling Tank, Produced Water Flotation Unit A | De-Oiling Tank | PC002.04
124-VEIG-0103B | De-Oiling Tank, Produced Water Flotation Unit B | De-Oiling Tank | PC002.04
124-VEVF-0201A | Vessel Filter, Produced Water Coarse Filter A | Filter, Vessel | PC002.04
124-VEVF-0201B | Vessel Filter, Produced Water Coarse Filter B | Filter, Vessel | PC002.04
124-VEVF-0201C | Vessel Filter, Produced Water Coarse Filter C | Filter, Vessel | PC002.04
124-VEVF-0202A | Vessel Filter, Produced Water Guard Filter A | Filter, Vessel | PC002.04
124-VEVF-0202B | Vessel Filter, Produced Water Guard Filter B | Filter, Vessel | PC002.04
124-VEVF-0202C | Vessel Filter, Produced Water Guard Filter C | Filter, Vessel | PC002.04
125-PSE-7003-1 | No. 1 PSE for LPGC Suction Cooler 771-HEST-0011, Shell Side | PSV-Conventional | 0
125-PSE-7003-2 | No.2 PSE for LPGC Suction Cooler 771-HEST-0011, Shell Side | PSV-Conventional | 0
125-PSE-7604-1 | No. 1 PSE for TEG Inlet Cooler 772-HEST-0004, Shell Side | PSV-Conventional | 0
776-PSV-1008-1 | PSV for Air Tank 776-AVE-1008-1 of Actuated Valve 776-PCV-1008-1 | PSV-Conventional | 0
776-PURO-0010A | Pump, HP Flare Drain, A | Pump Rotary | PC002.01
331-VABF-0641 | Manual Valve, 14", LO, Isolation, FW Ring Main Cross-Connection, FZ01 PS | Valve, Butterfly | PS008.02.01
12"-126-LPDN-1039-AG3A | Pipe Line | Piping Line | ER008.01.01
24"-126-LPDN-1277-AG3A | Pipe Line | Piping Line | ER008.01.01
3"-126-LPDN-1776-AG3A | Pipe Line | Piping Line | ER008.01.01
12"-126-LPDN-1042-AG3A | Pipe Line | Piping Line | ER008.01.01
3"-662-LPPL-2254-AD3A-ET | Pipe Line | Piping Line | PC002.02
3"-662-LPPL-2255-AD3A-ET | Pipe Line | Piping Line | PC002.02
12"-126-LPDN-1057-AG3A | Pipe Line | Piping Line | ER008.01.01
2"-126-LPDN-1265-AG3A | Pipe Line | Piping Line | ER008.01.01
2"-126-LPDN-1268-AG3A | Pipe Line | Piping Line | ER008.01.01
10"-662-LPPL-2260-AD3A | Pipe Line | Piping Line | PC002.02
2"-126-LPDN-1266-AG3A | Pipe Line | Piping Line | ER008.01.01
2"-126-LPDN-1269-AG3A | Pipe Line | Piping Line | ER008.01.01
10"-662-LPPL-2279-AD3A | Pipe Line | Piping Line | PC002.02
4"-662-LPPL-2280-AD3A | Pipe Line | Piping Line | PC002.02
3"-126-LPDN-1274-AG3A | Pipe Line | Piping Line | ER008.01.01
3"-126-LPDN-1273-AG3A | Pipe Line | Piping Line | ER008.01.01
3"-662-LPPL-2306-AD3A-ET | Pipe Line | Piping Line | PC002.02
3"-662-LPPL-2307-AD3A-ET | Pipe Line | Piping Line | PC002.02
3"-662-LPPL-2308-AD3A-ET | Pipe Line | Piping Line | PC002.02
3"-662-LPPL-2309-AD3A-ET | Pipe Line | Piping Line | PC002.02
12"-662-LPPL-2310-AC31-ET | Pipe Line | Piping Line | PC002.02
2"-662-LPPL-2312-AC31 | Pipe Line | Piping Line | PC002.02
2"-662-LPPL-2313-AC31 | Pipe Line | Piping Line | PC002.02
3"-662-LPPL-2315-AD3A | Pipe Line | Piping Line | PC002.02
1"-771-LPPG-2573-AD3A | Pipe Line | Piping Line | PC002.02
2"-771-LPPG-2594-BS30 | Pipe Line | Piping Line | PC002.02
18"-771-LPPG-2599-BD3A | Pipe Line | Piping Line | PC002.02
24"-771-LPPG-2601-AD3A-PP | Pipe Line | Piping Line | PC002.02
10"-771-LPPG-2602-BD3A-PP | Pipe Line | Piping Line | PC002.02
14"-771-LPPG-2130-DD3A-PP | Pipe Line | Piping Line | PC002.02
6"-771-LPPG-2604-BD3A-PP | Pipe Line | Piping Line | PC002.02
2"-771-LPPG-2606-AD3A-HC | Pipe Line | Piping Line | PC002.02
24"-771-LPPG-2608-AD3A-PP | Pipe Line | Piping Line | PC002.02
24"-771-LPPG-2610-AS30 | Pipe Line | Piping Line | PC002.02
24"-771-LPPG-2611-AS30-A3 | Pipe Line | Piping Line | PC002.02
6"-771-LPPG-2613-AS30 | Pipe Line | Piping Line | PC002.02
10"-771-LPPG-2615-AC31-A3 | Pipe Line | Piping Line | PC002.02
10"-771-LPPG-2617-BC31-A3 | Pipe Line | Piping Line | PC002.02
10"-771-LPPG-2618-AC31-A3 | Pipe Line | Piping Line | PC002.02
16"-771-LPPG-2619-AD3A-PP | Pipe Line | Piping Line | PC002.02
12"-771-LPPG-2622-AC31 | Pipe Line | Piping Line | PC002.02
16"-771-LPPG-2624-BD3A-PP | Pipe Line | Piping Line | PC002.02
14"-771-LPPG-2625-AD3A-PP | Pipe Line | Piping Line | PC002.02
20"-771-LPPG-2626-AS30 | Pipe Line | Piping Line | PC002.02
3"-126-LPDN-1275-AG3A | Pipe Line | Piping Line | ER008.01.01
20"-771-LPPG-2628-AD3A-PP | Pipe Line | Piping Line | PC002.02
16"-771-LPPG-2629-BC31-PP | Pipe Line | Piping Line | PC002.02
20"-771-LPPG-2632-AS30-A3 | Pipe Line | Piping Line | PC002.02
6"-771-LPPG-2634-AS30 | Pipe Line | Piping Line | PC002.02
3"-771-LPPG-2635-AS30-ET | Pipe Line | Piping Line | PC002.02
14"-771-LPPG-2636-BC31-A3 | Pipe Line | Piping Line | PC002.02
10"-771-LPPG-2637-BD3A-A3 | Pipe Line | Piping Line | PC002.02
6"-773-LPPG-2003-GS30 | Pipe Line | Piping Line | PC002.02
4"-773-LPPG-2004-GS30-PP | Pipe Line | Piping Line | PC002.02
6"-773-LPPG-2009-KD3A | Pipe Line | Piping Line | PC002.02
3"-773-LPPG-2122-GL32 | Pipe Line | Piping Line | PC002.02
3"-773-LPPG-2124-GL32 | Pipe Line | Piping Line | PC002.02
4"-773-LPPG-2151-GS30 | Pipe Line | Piping Line | PC002.02
6"-773-LPPG-2152-GS30 | Pipe Line | Piping Line | PC002.02
8"-773-LPPG-2153-GL32 | Pipe Line | Piping Line | PC002.02
2"-773-LPPG-2156-GL32 | Pipe Line | Piping Line | PC002.02
3"-773-LPPG-2157-GL32 | Pipe Line | Piping Line | PC002.02
4"-773-LPPG-2159-GS30 | Pipe Line | Piping Line | PC002.02
6"-773-LPPG-2160-GS30 | Pipe Line | Piping Line | PC002.02
3"-773-LPPG-2162-GL32 | Pipe Line | Piping Line | PC002.02
8"-773-LPPG-2163-GL32 | Pipe Line | Piping Line | PC002.02
3"-773-LPPG-2164-GL32 | Pipe Line | Piping Line | PC002.02
2"-773-LPPG-2165-GL32 | Pipe Line | Piping Line | PC002.02
4"-773-LPPG-2168-GS30 | Pipe Line | Piping Line | PC002.02
6"-773-LPPG-2169-GS30 | Pipe Line | Piping Line | PC002.02
8"-773-LPPG-2170-GL32 | Pipe Line | Piping Line | PC002.02
3"-773-LPPG-2172-GL32 | Pipe Line | Piping Line | PC002.02
3"-773-LPPG-2173-GL32 | Pipe Line | Piping Line | PC002.02
2"-773-LPPG-2175-GL32 | Pipe Line | Piping Line | PC002.02
4"-773-LPPG-2176-GS30 | Pipe Line | Piping Line | PC002.02
6"-773-LPPG-2177-GS30 | Pipe Line | Piping Line | PC002.02
8"-773-LPPG-2178-GL32 | Pipe Line | Piping Line | PC002.02
3"-773-LPPG-2179-GL32 | Pipe Line | Piping Line | PC002.02
3"-773-LPPG-2180-GL32 | Pipe Line | Piping Line | PC002.02
2"-773-LPPG-2183-GL32 | Pipe Line | Piping Line | PC002.02
4"-773-LPPG-2185-GS30 | Pipe Line | Piping Line | PC002.02
8"-776-LPBH-2357-AS34 | Pipe Line | Piping Line | PC002.02
6"-776-LPBH-2358-AS34 | Pipe Line | Piping Line | PC002.02
12"-776-LPBH-2361-AS3Y | Pipe Line | Piping Line | PC002.02
4"-776-LPBH-2362-BL31 | Pipe Line | Piping Line | PC002.02
4"-776-LPBH-2363-BL31 | Pipe Line | Piping Line | PC002.02
2"-776-LPBH-2371-AS3X | Pipe Line | Piping Line | PC002.02
2"-776-LPBH-2372-AS3X | Pipe Line | Piping Line | PC002.02
2"-776-LPBH-2373-AS3X | Pipe Line | Piping Line | PC002.02
1"-776-LPBH-2374-GL31 | Pipe Line | Piping Line | PC002.02
1"-776-LPBH-2375-GL31 | Pipe Line | Piping Line | PC002.02
6"-776-LPBH-2376-AS34 | Pipe Line | Piping Line | PC002.02
1"-776-LPBH-2377-GL31 | Pipe Line | Piping Line | PC002.02
1"-776-LPBH-2378-GL31 | Pipe Line | Piping Line | PC002.02
1"-776-LPBH-2379-GL31 | Pipe Line | Piping Line | PC002.02
1"-776-LPBH-2380-GL31 | Pipe Line | Piping Line | PC002.02
1"-776-LPBH-2381-GL31 | Pipe Line | Piping Line | PC002.02
1"-776-LPBH-2382-GL31 | Pipe Line | Piping Line | PC002.02
1"-776-LPBH-2383-GL31 | Pipe Line | Piping Line | PC002.02
3"-776-LPBH-2390-AS34-ET | Pipe Line | Piping Line | PC002.02
6"-776-LPBH-2397-AS34 | Pipe Line | Piping Line | PC002.02
4"-776-LPBH-2398-AL31 | Pipe Line | Piping Line | PC002.02
12"-776-LPBH-2401-AL31 | Pipe Line | Piping Line | PC002.02
12"-776-LPBH-2402-AL31 | Pipe Line | Piping Line | PC002.02
4"-776-LPBH-2410-AL31 | Pipe Line | Piping Line | PC002.02
4"-776-LPBH-2412-AL31 | Pipe Line | Piping Line | PC002.02
12"-776-LPBH-2451-AL31 | Pipe Line | Piping Line | PC002.02
12"-776-LPBH-2452-AL31 | Pipe Line | Piping Line | PC002.02
4"-776-LPBH-2460-AL31 | Pipe Line | Piping Line | PC002.02
4"-776-LPBH-2462-AL31 | Pipe Line | Piping Line | PC002.02
8"-126-LPVA-1461-AG3A | Pipe Line | Piping Line | PC002.02
3"-777-LPPL-2407-DL31 | Pipe Line | Piping Line | PC002.02
2"-777-LPVA-2016-AS30 | Pipe Line | Piping Line | PC002.02
2"-777-LPVA-2155-AS30 | Pipe Line | Piping Line | PC002.02
2"-777-LPVA-2159-DS30 | Pipe Line | Piping Line | PC002.02
2"-777-LPVA-2229-DS30 | Pipe Line | Piping Line | PC002.02
2"-777-LPVA-2452-AS30 | Pipe Line | Piping Line | PC002.02
2"-777-LPVA-2456-DS30 | Pipe Line | Piping Line | PC002.02
8"-126-LPVA-1482-AG3A | Pipe Line | Piping Line | PC002.02
8"-126-LPVA-1456-AG3A | Pipe Line | Piping Line | PC002.02
8"-126-LPVA-1462-AG3A | Pipe Line | Piping Line | PC002.02
2"-126-LPDN-1483-AG3A | Pipe Line | Piping Line | ER008.01.01
3"-777-LPFG-2201-DL31-PP | Pipe Line | Piping Line | PC002.02
16"-126-LPDN-1469-AG3A | Pipe Line | Piping Line | ER008.01.01
16"-126-LPDN-1468-AG3A | Pipe Line | Piping Line | ER008.01.01
3"-776-LPBL-2762-AL31 | Pipe Line | Piping Line | PC002.02
20"-124-LPWP-2813-AD3A | Pipe Line | Piping Line | PC002.02
10"-124-LPWP-2703-AD3A | Pipe Line | Piping Line | PC002.02
16"-776-LPBH-2752-AD3A | Pipe Line | Piping Line | PC002.02
10"-124-LPWP-2704-AD3A | Pipe Line | Piping Line | PC002.02
16"-776-LPBH-2754-AD3A | Pipe Line | Piping Line | PC002.02
0.5"-124-LPWP-2837-AD3A | Pipe Line | Piping Line | PC002.02
0.5"-124-LPWP-2838-AD3A | Pipe Line | Piping Line | PC002.02
24"-776-LPBH-2751-AL31 | Pipe Line | Piping Line | PC002.02
124-LPWP-1000-AD3A | Pipe Line | Piping Line | PC002.02
8"-126-LPVA-1470-AG3A | Pipe Line | Piping Line | PC002.02
3"-128-LPDN-1109-AE3N | Pipe Line | Piping Line | ER008.01.01
3"-128-LPDN-1253-AE3N | Pipe Line | Piping Line | ER008.01.01
3"-128-LPDN-1123-AE3N | Pipe Line | Piping Line | ER008.01.01
0.5"-113-LPDH-2090-AE3N | Pipe Line | Piping Line | ER008.01.01
0.5"-113-LPDH-2091-AE3N | Pipe Line | Piping Line | ER008.01.01
0.75"-113-LPDH-2092-AE3N | Pipe Line | Piping Line | ER008.01.01
0.75"-113-LPDH-2093-AE3N | Pipe Line | Piping Line | ER008.01.01
3"-113-LPDH-2094-AE3N | Pipe Line | Piping Line | ER008.01.01
3"-113-LPDH-2095-AE3N | Pipe Line | Piping Line | ER008.01.01
0.5"-113-LPDH-2096-AE3N | Pipe Line | Piping Line | ER008.01.01
2"-113-LPDH-2097-AE3N | Pipe Line | Piping Line | ER008.01.01
2"-113-LPDH-2101-AE3N | Pipe Line | Piping Line | ER008.01.01
2"-113-LPDH-2102-AE3N | Pipe Line | Piping Line | ER008.01.01
2"-113-LPDH-2103-AE3N | Pipe Line | Piping Line | ER008.01.01
2"-113-LPDH-2104-AE3N | Pipe Line | Piping Line | ER008.01.01
2"-113-LPDH-2105-AE3N | Pipe Line | Piping Line | ER008.01.01
3"-113-LPDH-2106-AE3N | Pipe Line | Piping Line | ER008.01.01
3"-113-LPDH-2108-AE3N | Pipe Line | Piping Line | ER008.01.01
2"-113-LPDH-2111-AE3N | Pipe Line | Piping Line | ER008.01.01
2"-113-LPDH-2112-AE3N | Pipe Line | Piping Line | ER008.01.01
2"-113-LPDH-2113-AE3N | Pipe Line | Piping Line | ER008.01.01
2"-113-LPDH-2114-AE3N | Pipe Line | Piping Line | ER008.01.01
2"-113-LPDH-2115-AE3N | Pipe Line | Piping Line | ER008.01.01
3"-113-LPDH-2116-AE3N | Pipe Line | Piping Line | ER008.01.01
3"-113-LPDH-2118-AE3N | Pipe Line | Piping Line | ER008.01.01
4"-113-LPDH-2127-AE3N | Pipe Line | Piping Line | ER008.01.01
3"-113-LPDC-2979-AD3A-PP | Pipe Line | Piping Line | ER008.01.01
6"-113-LPDH-2128-AE3N | Pipe Line | Piping Line | ER008.01.01
2"-113-LPDH-2129-AE3N | Pipe Line | Piping Line | ER008.01.01
8"-113-LPDH-2130-AE3N | Pipe Line | Piping Line | ER008.01.01
2"-113-LPDH-2133-AE3N | Pipe Line | Piping Line | ER008.01.01
2"-113-LPDN-2453-AE3N | Pipe Line | Piping Line | ER008.01.01
2"-113-LPDN-2454-AE3N | Pipe Line | Piping Line | ER008.01.01
0.75"-113-LPDN-2455-AE3N | Pipe Line | Piping Line | ER008.01.01
0.75"-113-LPDN-2456-AE3N | Pipe Line | Piping Line | ER008.01.01
0.5"-113-LPDN-2457-AE3N | Pipe Line | Piping Line | ER008.01.01
0.5"-113-LPDN-2458-AE3N | Pipe Line | Piping Line | ER008.01.01
0.5"-113-LPDN-2459-AE3N | Pipe Line | Piping Line | ER008.01.01
1"-113-LPDN-2460-AE3N | Pipe Line | Piping Line | ER008.01.01
6"-113-LPDN-2461-AE3N | Pipe Line | Piping Line | ER008.01.01
4"-113-LPDN-2462-AE3N | Pipe Line | Piping Line | ER008.01.01
6"-113-LPDN-2463-AE3N | Pipe Line | Piping Line | ER008.01.01
6"-113-LPDN-2464-AE3N | Pipe Line | Piping Line | ER008.01.01
6"-113-LPDN-2465-AE3N | Pipe Line | Piping Line | ER008.01.01
2"-113-LPDN-2468-AE3N | Pipe Line | Piping Line | ER008.01.01
2"-113-LPDN-2469-AE3N | Pipe Line | Piping Line | ER008.01.01
8"-113-LPDN-2471-AE3N | Pipe Line | Piping Line | ER008.01.01
8"-113-LPDN-2499-AE3N | Pipe Line | Piping Line | ER008.01.01
2"-113-LPDN-2500-AE3N | Pipe Line | Piping Line | ER008.01.01
6"-113-LPDN-2501-AE3N | Pipe Line | Piping Line | ER008.01.01
0.5"-113-LPDN-2506-AE3N | Pipe Line | Piping Line | ER008.01.01
1.5"-113-LPDN-2507-AE3N | Pipe Line | Piping Line | ER008.01.01
6"-120-LPMH-2063-AC3E-HC | Pipe Line | Piping Line | 0
12"-120-LPMH-2101-AC3E-HC | Pipe Line | Piping Line | 0
12"-120-LPMH-2103-AC3E-HC | Pipe Line | Piping Line | 0
2"-120-LPMH-2104-AC3E-PP | Pipe Line | Piping Line | 0
10"-120-LPMH-2106-AC3E-PP | Pipe Line | Piping Line | 0
16"-120-LPMH-2107-AC3E-HC | Pipe Line | Piping Line | 0
12"-120-LPMH-2111-AC3E-HC | Pipe Line | Piping Line | 0
12"-120-LPMH-2113-AC3E-HC | Pipe Line | Piping Line | 0
2"-120-LPMH-2114-AC3E-PP | Pipe Line | Piping Line | 0
10"-120-LPMH-2116-AC3E-PP | Pipe Line | Piping Line | 0
8"-120-LPMH-2118-AC3E-PP | Pipe Line | Piping Line | 0
12"-120-LPMH-2121-AC3E-HC | Pipe Line | Piping Line | 0
2"-120-LPMH-2124-AC3E-PP | Pipe Line | Piping Line | 0
10"-120-LPMH-2126-AC3E-PP | Pipe Line | Piping Line | 0
16"-120-LPMH-2127-AC3E-HC | Pipe Line | Piping Line | 0
8"-120-LPMH-2128-AC3E-PP | Pipe Line | Piping Line | 0
12"-120-LPMH-2131-AC3E-HC | Pipe Line | Piping Line | 0
12"-120-LPMH-2133-AC3E-HC | Pipe Line | Piping Line | 0
2"-120-LPMH-2134-AC3E-PP | Pipe Line | Piping Line | 0
10"-120-LPMH-2136-AC3E-PP | Pipe Line | Piping Line | 0
3"-124-LPPL-2750-AD3A | Pipe Line | Piping Line | PC002.02
1.5"-124-LPPL-2751-AD3A | Pipe Line | Piping Line | PC002.02
2"-128-LPCE-2603-GS3A | Pipe Line | Piping Line | PC002.02
2"-128-LPCE-2604-GS3A | Pipe Line | Piping Line | PC002.02
2"-128-LPCE-2605-GS3A | Pipe Line | Piping Line | PC002.02
2"-128-LPCE-2606-GS3A | Pipe Line | Piping Line | PC002.02
2"-128-LPCE-2607-GS3A | Pipe Line | Piping Line | PC002.02
2"-128-LPCE-2608-GS3A | Pipe Line | Piping Line | PC002.02
2"-128-LPCE-2609-GS3A | Pipe Line | Piping Line | PC002.02
2"-128-LPCE-2610-GS3A | Pipe Line | Piping Line | PC002.02
2"-128-LPCE-2612-GS3A | Pipe Line | Piping Line | PC002.02
2"-128-LPCE-2613-GS3A | Pipe Line | Piping Line | PC002.02
2"-128-LPCE-2614-KD3A | Pipe Line | Piping Line | PC002.02
2"-128-LPCE-2615-KD3A | Pipe Line | Piping Line | PC002.02
2"-128-LPCE-2616-KD3A | Pipe Line | Piping Line | PC002.02
2"-128-LPCE-2620-KD3A | Pipe Line | Piping Line | PC002.02
2"-128-LPCE-2621-KD3A | Pipe Line | Piping Line | PC002.02
2"-128-LPCE-2622-KD3A | Pipe Line | Piping Line | PC002.02
2"-128-LPCE-2623-KD3A | Pipe Line | Piping Line | PC002.02
3"-128-LPCE-2651-AS3A | Pipe Line | Piping Line | PC002.02
3"-128-LPCE-2652-AS3A | Pipe Line | Piping Line | PC002.02
2"-128-LPCE-2653-AS3A | Pipe Line | Piping Line | PC002.02
2"-128-LPCE-2654-AS3A | Pipe Line | Piping Line | PC002.02
3"-128-LPCE-2713-GS3A | Pipe Line | Piping Line | PC002.02
3"-128-LPCE-2714-AS3A | Pipe Line | Piping Line | PC002.02
2"-128-LPCE-2715-GS3A | Pipe Line | Piping Line | PC002.02
2"-128-LPCE-2716-AS3A | Pipe Line | Piping Line | PC002.02
2"-128-LPCE-2805-GS3A | Pipe Line | Piping Line | PC002.02
3"-128-LPCE-2830-GS3A | Pipe Line | Piping Line | PC002.02
3"-128-LPCE-2843-KD3A | Pipe Line | Piping Line | PC002.02
3"-662-LPPL-2316-AD3A | Pipe Line | Piping Line | PC002.02
3"-662-LPPL-2317-AD3A | Pipe Line | Piping Line | PC002.02
3"-662-LPPL-2318-AD3A | Pipe Line | Piping Line | PC002.02
2"-126-LPDN-1267-AG3A | Pipe Line | Piping Line | ER008.01.01
4"-662-LPPL-2951-AD3A | Pipe Line | Piping Line | PC002.02
2"-662-LPPM-0001-BD3A | Pipe Line | Piping Line | PC002.02
14"-662-LPPM-2001-DD3A-PP | Pipe Line | Piping Line | PC002.02
3"-662-LPPM-2007-AD3A | Pipe Line | Piping Line | PC002.02
2"-662-LPPM-2054-DD3A | Pipe Line | Piping Line | PC002.02
2"-662-LPPM-2058-DD3A | Pipe Line | Piping Line | PC002.02
3"-662-LPPM-2062-BD3A-ET | Pipe Line | Piping Line | PC002.02
3"-662-LPPM-2063-BD3A-ET | Pipe Line | Piping Line | PC002.02
3"-662-LPPM-2064-BD3A-ET | Pipe Line | Piping Line | PC002.02
2"-662-LPPM-2101-DD3A | Pipe Line | Piping Line | PC002.02
3"-662-LPPM-2220-AD3A | Pipe Line | Piping Line | PC002.02
3"-662-LPPM-2264-AD3A | Pipe Line | Piping Line | PC002.02
3"-662-LPPM-2284-AD3A-HC | Pipe Line | Piping Line | PC002.02
3"-662-LPWP-2111-BD3A | Pipe Line | Piping Line | PC002.02
3"-662-LPWP-2112-BD3A | Pipe Line | Piping Line | PC002.02
10"-667-LPFL-2000-AC3E | Pipe Line | Piping Line | PC002.02
3"-667-LPFL-2004-AC3E | Pipe Line | Piping Line | PC002.02
12"-667-LPFL-2009-AC31 | Pipe Line | Piping Line | PC002.02
10"-667-LPFL-2010-GC32 | Pipe Line | Piping Line | PC002.02
10"-667-LPFL-2011-AC31 | Pipe Line | Piping Line | PC002.02
10"-667-LPFL-2012-GC32 | Pipe Line | Piping Line | PC002.02
10"-667-LPFL-2013-GC32 | Pipe Line | Piping Line | PC002.02
10"-667-LPFL-2014-GC32 | Pipe Line | Piping Line | PC002.02
12"-667-LPFL-2015-AC31 | Pipe Line | Piping Line | PC002.02
20"-771-LPPG-2638-BC31-A3 | Pipe Line | Piping Line | PC002.02
12"-771-LPPG-2639-BD3A-PP | Pipe Line | Piping Line | PC002.02
10"-771-LPPG-2640-BC31-A3 | Pipe Line | Piping Line | PC002.02
10"-771-LPPG-2642-BC31 | Pipe Line | Piping Line | PC002.02
3"-771-LPPG-2643-BD3A | Pipe Line | Piping Line | PC002.02
8"-771-LPPG-2651-BD3A-PP | Pipe Line | Piping Line | PC002.02
6"-771-LPPG-2652-BD3A-PP | Pipe Line | Piping Line | PC002.02
20"-771-LPPG-2658-AD3A-PP | Pipe Line | Piping Line | PC002.02
24"-771-LPPG-2661-AD3A-PP | Pipe Line | Piping Line | PC002.02
24"-771-LPPG-2663-AS30 | Pipe Line | Piping Line | PC002.02
24"-771-LPPG-2664-AS30-A3 | Pipe Line | Piping Line | PC002.02
24"-771-LPPG-2665-AS30-A3 | Pipe Line | Piping Line | PC002.02
6"-771-LPPG-2666-AS30 | Pipe Line | Piping Line | PC002.02
10"-771-LPPG-2669-AC31-A3 | Pipe Line | Piping Line | PC002.02
10"-771-LPPG-2670-BC31-A3 | Pipe Line | Piping Line | PC002.02
10"-771-LPPG-2671-AC31-A3 | Pipe Line | Piping Line | PC002.02
16"-771-LPPG-2672-AD3A-PP | Pipe Line | Piping Line | PC002.02
12"-771-LPPG-2675-AC31 | Pipe Line | Piping Line | PC002.02
16"-771-LPPG-2677-BD3A-PP | Pipe Line | Piping Line | PC002.02
20"-771-LPPG-2679-AS30 | Pipe Line | Piping Line | PC002.02
20"-771-LPPG-2681-AS30-A3 | Pipe Line | Piping Line | PC002.02
6"-771-LPPG-2683-AS30 | Pipe Line | Piping Line | PC002.02
3"-771-LPPG-2684-AS30-ET | Pipe Line | Piping Line | PC002.02
10"-771-LPPG-2686-BD3A-A3 | Pipe Line | Piping Line | PC002.02
20"-771-LPPG-2687-BC31-A3 | Pipe Line | Piping Line | PC002.02
12"-771-LPPG-2688-BD3A-PP | Pipe Line | Piping Line | PC002.02
10"-771-LPPG-2689-BC31-A3 | Pipe Line | Piping Line | PC002.02
8"-771-LPPG-2691-BC31 | Pipe Line | Piping Line | PC002.02
6"-773-LPPG-2186-GS30 | Pipe Line | Piping Line | PC002.02
8"-773-LPPG-2188-GL32 | Pipe Line | Piping Line | PC002.02
2"-773-LPPG-2190-GL32 | Pipe Line | Piping Line | PC002.02
3"-773-LPPG-2191-GL32 | Pipe Line | Piping Line | PC002.02
3"-773-LPPG-2192-GL32 | Pipe Line | Piping Line | PC002.02
4"-773-LPPG-2193-GS30 | Pipe Line | Piping Line | PC002.02
6"-773-LPPG-2194-GS30 | Pipe Line | Piping Line | PC002.02
8"-773-LPPG-2196-GL32 | Pipe Line | Piping Line | PC002.02
2"-773-LPPG-2198-GL32 | Pipe Line | Piping Line | PC002.02
3"-773-LPPG-2199-GL32 | Pipe Line | Piping Line | PC002.02
3"-773-LPPG-2200-GL32 | Pipe Line | Piping Line | PC002.02
4"-773-LPPG-2201-GS30 | Pipe Line | Piping Line | PC002.02
6"-773-LPPG-2202-GS30 | Pipe Line | Piping Line | PC002.02
8"-773-LPPG-2204-GL32 | Pipe Line | Piping Line | PC002.02
2"-773-LPPG-2205-GL32 | Pipe Line | Piping Line | PC002.02
3"-773-LPPG-2208-GL32 | Pipe Line | Piping Line | PC002.02
4"-773-LPPG-2209-GS30 | Pipe Line | Piping Line | PC002.02
6"-773-LPPG-2210-GS30 | Pipe Line | Piping Line | PC002.02
8"-773-LPPG-2212-GL32 | Pipe Line | Piping Line | PC002.02
3"-773-LPPG-2214-GL32 | Pipe Line | Piping Line | PC002.02
2"-773-LPPG-2215-GL32 | Pipe Line | Piping Line | PC002.02
4"-773-LPPG-2216-GS30 | Pipe Line | Piping Line | PC002.02
6"-773-LPPG-2217-GS30 | Pipe Line | Piping Line | PC002.02
8"-773-LPPG-2219-GL32 | Pipe Line | Piping Line | PC002.02
3"-773-LPPG-2221-GL32 | Pipe Line | Piping Line | PC002.02
3"-773-LPPG-2222-GL32 | Pipe Line | Piping Line | PC002.02
2"-773-LPPG-2223-GL32 | Pipe Line | Piping Line | PC002.02
4"-773-LPPG-2224-GS30 | Pipe Line | Piping Line | PC002.02
6"-773-LPPG-2225-GS30 | Pipe Line | Piping Line | PC002.02
12"-776-LPBH-2501-AS3X | Pipe Line | Piping Line | PC002.02
12"-776-LPBH-2502-AS3X | Pipe Line | Piping Line | PC002.02
8"-776-LPBH-2503-AS34 | Pipe Line | Piping Line | PC002.02
8"-776-LPBH-2504-AL31 | Pipe Line | Piping Line | PC002.02
8"-776-LPBH-2505-AL31 | Pipe Line | Piping Line | PC002.02
6"-776-LPBH-2506-AS34 | Pipe Line | Piping Line | PC002.02
6"-776-LPBH-2507-AS34 | Pipe Line | Piping Line | PC002.02
8"-776-LPBH-2521-AS34 | Pipe Line | Piping Line | PC002.02
8"-776-LPBH-2523-AS34 | Pipe Line | Piping Line | PC002.02
6"-776-LPBH-2525-AS34 | Pipe Line | Piping Line | PC002.02
6"-776-LPBH-2526-AS34 | Pipe Line | Piping Line | PC002.02
18"-776-LPBH-2527-AS34 | Pipe Line | Piping Line | PC002.02
4"-776-LPBH-2528-AS34 | Pipe Line | Piping Line | PC002.02
6"-776-LPBH-2529-AS34 | Pipe Line | Piping Line | PC002.02
6"-776-LPBH-2530-AS34 | Pipe Line | Piping Line | PC002.02
8"-776-LPBH-2531-AS34 | Pipe Line | Piping Line | PC002.02
8"-776-LPBH-2540-AL31 | Pipe Line | Piping Line | PC002.02
8"-776-LPBH-2541-AL31 | Pipe Line | Piping Line | PC002.02
8"-776-LPBH-2542-AS34 | Pipe Line | Piping Line | PC002.02
12"-776-LPBH-2544-AS3X | Pipe Line | Piping Line | PC002.02
12"-776-LPBH-2545-AS3X | Pipe Line | Piping Line | PC002.02
12"-776-LPBH-2546-AS3X | Pipe Line | Piping Line | PC002.02
12"-776-LPBH-2547-AS3X | Pipe Line | Piping Line | PC002.02
6"-776-LPBH-2548-AS34 | Pipe Line | Piping Line | PC002.02
6"-776-LPBH-2549-AS34 | Pipe Line | Piping Line | PC002.02
12"-776-LPBH-2550-AS34 | Pipe Line | Piping Line | PC002.02
6"-776-LPBH-2551-AL31 | Pipe Line | Piping Line | PC002.02
6"-776-LPBH-2552-AL31 | Pipe Line | Piping Line | PC002.02
8"-776-LPBH-2555-AS34 | Pipe Line | Piping Line | PC002.02
6"-126-LPVA-1471-AG3A | Pipe Line | Piping Line | PC002.02
8"-126-LPDN-1481-AG3A | Pipe Line | Piping Line | ER008.01.01
12"-124-LPWP-2832-AD3A-PP | Pipe Line | Piping Line | PC002.02
2"-126-LPDN-1493-AG3A | Pipe Line | Piping Line | ER008.01.01
16"-126-LPDN-1392-AG3A | Pipe Line | Piping Line | ER008.01.01
6"-113-LPDN-3230-AG3A | Pipe Line | Piping Line | ER008.01.01
6"-126-LPDN-1059-AG3A | Pipe Line | Piping Line | ER008.01.01
6"-126-LPDN-1060-AG3A | Pipe Line | Piping Line | ER008.01.01
2"-124-LPWP-2716-AD3A | Pipe Line | Piping Line | PC002.02
3"-776-LPBL-2763-AD3A | Pipe Line | Piping Line | PC002.02
3"-776-LPBL-2764-AL31 | Pipe Line | Piping Line | PC002.02
4"-776-LPBL-2765-AL31 | Pipe Line | Piping Line | PC002.02
2"-124-LPWP-2717-AD3A | Pipe Line | Piping Line | PC002.02
3"-776-LPBL-2766-AD3A | Pipe Line | Piping Line | PC002.02
124-LPWP-1001-AD3A | Pipe Line | Piping Line | PC002.02
30"-113-LPDN-3232-AG3A | Pipe Line | Piping Line | ER008.01.01
30"-113-LPDN-3233-AG3A | Pipe Line | Piping Line | ER008.01.01
6"-124-LPPL-2266-AD3A-PP | Pipe Line | Piping Line | PC002.02
6"-124-LPPL-2714-AD3A-PP | Pipe Line | Piping Line | PC002.02
2"-110-LPGN-1500-AC3E | Pipe Line | Piping Line | IC004.01.03
1"-110-LPGN-1507-AC3E | Pipe Line | Piping Line | IC004.01.03
1"-110-LPGN-1508-AC3E | Pipe Line | Piping Line | IC004.01.03
1"-110-LPGN-1509-AC3E | Pipe Line | Piping Line | IC004.01.03
1"-110-LPGN-1510-AC3E | Pipe Line | Piping Line | IC004.01.03
1"-110-LPGN-1512-AC3E | Pipe Line | Piping Line | IC004.01.03
2"-110-LPGN-1501-AC3E | Pipe Line | Piping Line | IC004.01.03
1"-110-LPGN-1503-AC3E | Pipe Line | Piping Line | IC004.01.03
1"-110-LPGN-1504-AC3E | Pipe Line | Piping Line | IC004.01.03
1"-110-LPGN-1505-AC3E | Pipe Line | Piping Line | IC004.01.03
1"-110-LPGN-1506-AC3E | Pipe Line | Piping Line | IC004.01.03
6"-120-LPMH-0001-AC7E-HC | Pipe Line | Piping Line | 0
4"-120-LPMH-0002-AC7E-HC | Pipe Line | Piping Line | 0
4"-120-LPMH-0003-AC7E-HC | Pipe Line | Piping Line | 0
2"-120-LPMH-0004-AC7E-HC | Pipe Line | Piping Line | 0
6"-120-LPMH-0006-AC7E-HC | Pipe Line | Piping Line | 0
2"-120-LPMH-0007-AC7E-HC | Pipe Line | Piping Line | 0
2"-120-LPMH-0008-AC7E-HC | Pipe Line | Piping Line | 0
4"-120-LPMH-0009-AC7E-HC | Pipe Line | Piping Line | 0
4"-120-LPMH-0010-AC7E-HC | Pipe Line | Piping Line | 0
2"-113-LPDH-2134-AE3N | Pipe Line | Piping Line | ER008.01.01
2"-113-LPDH-2135-AE3N | Pipe Line | Piping Line | ER008.01.01
2"-113-LPDH-2136-AE3N | Pipe Line | Piping Line | ER008.01.01
3"-113-LPDH-2144-AE3N | Pipe Line | Piping Line | ER008.01.01
6"-113-LPDH-2145-AE3N | Pipe Line | Piping Line | ER008.01.01
6"-113-LPDH-2146-AE3N | Pipe Line | Piping Line | ER008.01.01
6"-113-LPDH-2147-AE3N | Pipe Line | Piping Line | ER008.01.01
2"-113-LPDH-2150-AE3N | Pipe Line | Piping Line | ER008.01.01
2"-113-LPDH-2152-AE3N | Pipe Line | Piping Line | ER008.01.01
2"-113-LPDH-2153-AE3N | Pipe Line | Piping Line | ER008.01.01
2"-113-LPDH-2154-AE3N | Pipe Line | Piping Line | ER008.01.01
2"-113-LPDH-2155-AE3N | Pipe Line | Piping Line | ER008.01.01
4"-113-LPDH-2156-AE3N | Pipe Line | Piping Line | ER008.01.01
4"-113-LPDH-2157-AE3N | Pipe Line | Piping Line | ER008.01.01
8"-113-LPDH-2159-AE3N | Pipe Line | Piping Line | ER008.01.01
6"-113-LPDH-2161-AE3N | Pipe Line | Piping Line | ER008.01.01
2"-113-LPDH-2166-AE3N | Pipe Line | Piping Line | ER008.01.01
2"-113-LPDH-2167-AE3N | Pipe Line | Piping Line | ER008.01.01
2"-113-LPDH-2176-AE3N | Pipe Line | Piping Line | ER008.01.01
2"-113-LPDH-2177-AE3N | Pipe Line | Piping Line | ER008.01.01
2"-113-LPDH-2178-AE3N | Pipe Line | Piping Line | ER008.01.01
2"-113-LPDH-2179-AE3N | Pipe Line | Piping Line | ER008.01.01
2"-113-LPDH-2180-AE3N | Pipe Line | Piping Line | ER008.01.01
4"-113-LPDH-2181-AE3N | Pipe Line | Piping Line | ER008.01.01
6"-113-LPDH-2183-AE3N | Pipe Line | Piping Line | ER008.01.01
6"-113-LPDH-2185-AE3N | Pipe Line | Piping Line | ER008.01.01
2"-113-LPDH-2190-AE3N | Pipe Line | Piping Line | ER008.01.01
2"-113-LPDH-2191-AE3N | Pipe Line | Piping Line | ER008.01.01
2"-113-LPDN-2504-AE3N | Pipe Line | Piping Line | ER008.01.01
3"-113-LPDN-2505-AE3N | Pipe Line | Piping Line | ER008.01.01
1"-113-LPDN-2508-AE3N | Pipe Line | Piping Line | ER008.01.01
0.5"-113-LPDN-2527-AE3N | Pipe Line | Piping Line | ER008.01.01
0.5"-113-LPDN-2528-AE3N | Pipe Line | Piping Line | ER008.01.01
2"-113-LPDN-2509-AS30 | Pipe Line | Piping Line | ER008.01.01
3"-113-LPDN-2510-AE3N | Pipe Line | Piping Line | ER008.01.01
3"-113-LPDN-2511-AE3N | Pipe Line | Piping Line | ER008.01.01
0.75"-113-LPDN-2512-AE3N | Pipe Line | Piping Line | ER008.01.01
0.75"-113-LPDN-2513-AE3N | Pipe Line | Piping Line | ER008.01.01
3"-113-LPDN-2516-AE3N | Pipe Line | Piping Line | ER008.01.01
0.75"-113-LPDN-2517-AE3N | Pipe Line | Piping Line | ER008.01.01
0.75"-113-LPDN-2518-AE3N | Pipe Line | Piping Line | ER008.01.01
0.5"-113-LPDN-2520-AE3N | Pipe Line | Piping Line | ER008.01.01
2"-113-LPDN-2521-AE3N | Pipe Line | Piping Line | ER008.01.01
2"-113-LPDN-2522-AE3N | Pipe Line | Piping Line | ER008.01.01
2"-113-LPDN-2523-AE3N | Pipe Line | Piping Line | ER008.01.01
2"-113-LPDN-2524-AE3N | Pipe Line | Piping Line | ER008.01.01
0.75"-113-LPDN-2525-AE3N | Pipe Line | Piping Line | ER008.01.01
0.75"-113-LPDN-2526-AE3N | Pipe Line | Piping Line | ER008.01.01
1"-113-LPDN-2530-AE3N | Pipe Line | Piping Line | ER008.01.01
0.5"-113-LPDN-2536-AE3N | Pipe Line | Piping Line | ER008.01.01
0.5"-113-LPDN-2529-AE3N | Pipe Line | Piping Line | ER008.01.01
1.5"-113-LPDN-2537-AE3N | Pipe Line | Piping Line | ER008.01.01
6"-113-LPDN-2531-AE3N | Pipe Line | Piping Line | ER008.01.01
1"-113-LPDN-2538-AE3N | Pipe Line | Piping Line | ER008.01.01
0.5"-113-LPDN-2557-AE3N | Pipe Line | Piping Line | ER008.01.01
2"-113-LPDN-2534-AE3N | Pipe Line | Piping Line | ER008.01.01
14"-120-LPMH-2151-AC3E-HC | Pipe Line | Piping Line | 0
14"-120-LPMH-2152-AC3E-HC | Pipe Line | Piping Line | 0
8"-120-LPMH-2201-AC3E-HC | Pipe Line | Piping Line | 0
8"-120-LPMH-2202-AC3E-HC | Pipe Line | Piping Line | 0
16"-120-LPMH-2251-AC3E-HC | Pipe Line | Piping Line | 0
16"-120-LPMH-2252-AC3E-HC | Pipe Line | Piping Line | 0
8"-120-LPMH-2253-AC3E-HC | Pipe Line | Piping Line | 0
8"-120-LPMH-2254-AC3E-HC | Pipe Line | Piping Line | 0
12"-120-LPMH-2260-AC3E-HC | Pipe Line | Piping Line | 0
12"-120-LPMH-2261-AC3E-HC | Pipe Line | Piping Line | 0
12"-120-LPMH-2262-AC3E-HC | Pipe Line | Piping Line | 0
12"-120-LPMH-2263-AC3E-HC | Pipe Line | Piping Line | 0
12"-120-LPMH-2264-AC3E-HC | Pipe Line | Piping Line | 0
12"-120-LPMH-2265-AC3E-HC | Pipe Line | Piping Line | 0
16"-120-LPMH-2266-AC3E-HC | Pipe Line | Piping Line | 0
16"-120-LPMH-2267-AC3E-HC | Pipe Line | Piping Line | 0
4"-120-LPMH-2268-AC3E-HC | Pipe Line | Piping Line | 0
4"-120-LPMH-2270-AC3E-HC | Pipe Line | Piping Line | 0
4"-124-LPPL-2762-AD3A | Pipe Line | Piping Line | PC002.02
4"-124-LPPL-2761-AD3A | Pipe Line | Piping Line | PC002.02
4"-124-LPPL-2768-AD3A | Pipe Line | Piping Line | PC002.02
4"-124-LPPL-2774-AD3A | Pipe Line | Piping Line | PC002.02
10"-667-LPFL-2016-GC32 | Pipe Line | Piping Line | PC002.02
10"-667-LPFL-2017-GC32 | Pipe Line | Piping Line | PC002.02
10"-667-LPFL-2018-AC31 | Pipe Line | Piping Line | PC002.02
10"-667-LPFL-2019-GC32 | Pipe Line | Piping Line | PC002.02
12"-667-LPFL-2020-AC31 | Pipe Line | Piping Line | PC002.02
10"-667-LPFL-2021-GC32 | Pipe Line | Piping Line | PC002.02
10"-667-LPFL-2022-GC32 | Pipe Line | Piping Line | PC002.02
10"-667-LPFL-2023-AC31 | Pipe Line | Piping Line | PC002.02
12"-667-LPFL-2024-AC31 | Pipe Line | Piping Line | PC002.02
12"-667-LPFL-2025-AC31 | Pipe Line | Piping Line | PC002.02
12"-667-LPFL-2026-AC31 | Pipe Line | Piping Line | PC002.02
8"-667-LPFL-2032-GC32-PP | Pipe Line | Piping Line | PC002.02
8"-667-LPFL-2040-GC32 | Pipe Line | Piping Line | PC002.02
2"-667-LPFL-2047-GC3L | Pipe Line | Piping Line | PC002.02
2"-667-LPFL-2048-GC3L | Pipe Line | Piping Line | PC002.02
2"-667-LPFL-2049-GC3L | Pipe Line | Piping Line | PC002.02
10"-667-LPFL-2050-AC31 | Pipe Line | Piping Line | PC002.02
8"-667-LPFL-2051-GC32 | Pipe Line | Piping Line | PC002.02
8"-667-LPFL-2100-GC32-PP | Pipe Line | Piping Line | PC002.02
8"-667-LPFL-2101-GC32-PP | Pipe Line | Piping Line | PC002.02
8"-667-LPFL-2102-GC32-PP | Pipe Line | Piping Line | PC002.02
8"-667-LPFL-2103-GC32-PP | Pipe Line | Piping Line | PC002.02
8"-667-LPFL-2104-GC32-PP | Pipe Line | Piping Line | PC002.02
8"-667-LPFL-2105-GC32-PP | Pipe Line | Piping Line | PC002.02
8"-667-LPFL-2106-GC32-PP | Pipe Line | Piping Line | PC002.02
8"-667-LPFL-2107-GC32-PP | Pipe Line | Piping Line | PC002.02
8"-667-LPFL-2108-GC32-PP | Pipe Line | Piping Line | PC002.02
3"-771-LPPG-2692-BD3A | Pipe Line | Piping Line | PC002.02
2"-771-LPPG-2701-AD3A | Pipe Line | Piping Line | PC002.02
2"-771-LPPG-2702-BD3A | Pipe Line | Piping Line | PC002.02
16"-771-LPPG-2703-AD3A | Pipe Line | Piping Line | PC002.02
2"-771-LPPG-2704-BD3A | Pipe Line | Piping Line | PC002.02
20"-771-LPPG-2706-BD3A-PP | Pipe Line | Piping Line | PC002.02
20"-771-LPPG-2708-BD3A-PP | Pipe Line | Piping Line | PC002.02
16"-771-LPPG-2710-BC31-PP | Pipe Line | Piping Line | PC002.02
24"-771-LPPG-2712-AD3A-PP | Pipe Line | Piping Line | PC002.02
14"-771-LPPG-2713-BC31-A3 | Pipe Line | Piping Line | PC002.02
14"-771-LPPG-2714-BD3A-PP | Pipe Line | Piping Line | PC002.02
3"-771-LPPG-2716-BS30 | Pipe Line | Piping Line | PC002.02
3"-771-LPPG-2717-BS30 | Pipe Line | Piping Line | PC002.02
3"-771-LPPG-2722-AS30 | Pipe Line | Piping Line | PC002.02
3"-771-LPPG-2723-AS30 | Pipe Line | Piping Line | PC002.02
14"-771-LPPG-2724-BD3A | Pipe Line | Piping Line | PC002.02
3"-771-LPPG-2728-AS30-ET | Pipe Line | Piping Line | PC002.02
3"-771-LPPG-2729-AS30-ET | Pipe Line | Piping Line | PC002.02
3"-771-LPPG-2730-AS30-ET | Pipe Line | Piping Line | PC002.02
3"-771-LPPG-2731-AS30-ET | Pipe Line | Piping Line | PC002.02
20"-771-LPPG-2735-AS30-A3 | Pipe Line | Piping Line | PC002.02
6"-771-LPPG-2736-AD3A-PP | Pipe Line | Piping Line | PC002.02
24"-771-LPPG-2737-AS30-A3 | Pipe Line | Piping Line | PC002.02
4"-771-LPPG-2738-BD3A-PP | Pipe Line | Piping Line | PC002.02
20"-771-LPPG-2739-AS30-A3 | Pipe Line | Piping Line | PC002.02
1"-771-LPPG-2740-AC3E | Pipe Line | Piping Line | PC002.02
1"-771-LPPG-2741-AC3E | Pipe Line | Piping Line | PC002.02
1"-771-LPPG-2742-AC3E | Pipe Line | Piping Line | PC002.02
8"-773-LPPG-2227-GL32 | Pipe Line | Piping Line | PC002.02
2"-773-LPPG-2229-GL32 | Pipe Line | Piping Line | PC002.02
3"-773-LPPG-2230-GL32 | Pipe Line | Piping Line | PC002.02
3"-773-LPPG-2231-GL32 | Pipe Line | Piping Line | PC002.02
4"-773-LPPG-2232-GS30 | Pipe Line | Piping Line | PC002.02
6"-773-LPPG-2233-GS30 | Pipe Line | Piping Line | PC002.02
8"-773-LPPG-2235-GL32 | Pipe Line | Piping Line | PC002.02
2"-773-LPPG-2237-GL32 | Pipe Line | Piping Line | PC002.02
3"-773-LPPG-2238-GL32 | Pipe Line | Piping Line | PC002.02
4"-773-LPPG-2239-GS30 | Pipe Line | Piping Line | PC002.02
6"-773-LPPG-2240-GS30 | Pipe Line | Piping Line | PC002.02
8"-773-LPPG-2242-GL32 | Pipe Line | Piping Line | PC002.02
2"-773-LPPG-2243-GL32 | Pipe Line | Piping Line | PC002.02
4"-773-LPPG-2244-GS30 | Pipe Line | Piping Line | PC002.02
3"-773-LPPG-2245-GL32 | Pipe Line | Piping Line | PC002.02
3"-773-LPPG-2246-GL32 | Pipe Line | Piping Line | PC002.02
3"-773-LPPG-2247-GL32 | Pipe Line | Piping Line | PC002.02
6"-773-LPPG-2248-GS30 | Pipe Line | Piping Line | PC002.02
4"-773-LPPG-2249-GS30 | Pipe Line | Piping Line | PC002.02
4"-773-LPPG-2250-GS30 | Pipe Line | Piping Line | PC002.02
4"-773-LPPG-2251-GS30 | Pipe Line | Piping Line | PC002.02
4"-773-LPPG-2252-GS30 | Pipe Line | Piping Line | PC002.02
4"-773-LPPG-2253-GS30 | Pipe Line | Piping Line | PC002.02
4"-773-LPPG-2254-GS30 | Pipe Line | Piping Line | PC002.02
4"-773-LPPG-2255-GS30 | Pipe Line | Piping Line | PC002.02
4"-773-LPPG-2256-GS30 | Pipe Line | Piping Line | PC002.02
4"-773-LPPG-2257-GS30 | Pipe Line | Piping Line | PC002.02
4"-773-LPPG-2258-GS30 | Pipe Line | Piping Line | PC002.02
4"-773-LPPG-2259-GS30 | Pipe Line | Piping Line | PC002.02
12"-776-LPBH-2556-AS34 | Pipe Line | Piping Line | PC002.02
6"-776-LPBH-2560-AL31 | Pipe Line | Piping Line | PC002.02
6"-776-LPBH-2561-BS34 | Pipe Line | Piping Line | PC002.02
10"-776-LPBH-2562-BS34 | Pipe Line | Piping Line | PC002.02
6"-776-LPBH-2563-AS34 | Pipe Line | Piping Line | PC002.02
6"-776-LPBH-2564-AS34 | Pipe Line | Piping Line | PC002.02
3"-776-LPBH-2565-BS34 | Pipe Line | Piping Line | PC002.02
6"-776-LPBH-2571-AS34 | Pipe Line | Piping Line | PC002.02
6"-776-LPBH-2573-AS34 | Pipe Line | Piping Line | PC002.02
6"-776-LPBH-2575-AS34 | Pipe Line | Piping Line | PC002.02
6"-776-LPBH-2577-AS34 | Pipe Line | Piping Line | PC002.02
1"-776-LPBH-2578-GL31 | Pipe Line | Piping Line | PC002.02
1"-776-LPBH-2579-GL31 | Pipe Line | Piping Line | PC002.02
1"-776-LPBH-2580-GL31 | Pipe Line | Piping Line | PC002.02
1"-776-LPBH-2581-GL31 | Pipe Line | Piping Line | PC002.02
2"-776-LPBH-2583-AL31 | Pipe Line | Piping Line | PC002.02
6"-776-LPBH-2602-AL31 | Pipe Line | Piping Line | PC002.02
10"-776-LPBH-2603-BS34 | Pipe Line | Piping Line | PC002.02
6"-776-LPBH-2605-AS34 | Pipe Line | Piping Line | PC002.02
6"-776-LPBH-2606-BS34 | Pipe Line | Piping Line | PC002.02
6"-776-LPBH-2607-AS34 | Pipe Line | Piping Line | PC002.02
12"-776-LPBH-2653-AL31 | Pipe Line | Piping Line | PC002.02
6"-776-LPBH-2654-AS34 | Pipe Line | Piping Line | PC002.02
6"-776-LPBH-2655-AS34 | Pipe Line | Piping Line | PC002.02
6"-776-LPBH-2656-AS34 | Pipe Line | Piping Line | PC002.02
6"-776-LPBH-2657-AS34 | Pipe Line | Piping Line | PC002.02
6"-776-LPBH-2658-AS34 | Pipe Line | Piping Line | PC002.02
6"-776-LPBH-2659-BS34 | Pipe Line | Piping Line | PC002.02
6"-776-LPBH-2660-AS34 | Pipe Line | Piping Line | PC002.02
24"-661-LPPM-2141-DD3A | Pipe Line | Piping Line | PC002.02
2"-124-LPWP-2723-AD3A | Pipe Line | Piping Line | PC002.02
3"-776-LPBL-2768-AD3A | Pipe Line | Piping Line | PC002.02
3"-776-LPBL-2769-AL31 | Pipe Line | Piping Line | PC002.02
2"-124-LPWP-2724-AD3A | Pipe Line | Piping Line | PC002.02
3"-776-LPBL-2770-AD3A | Pipe Line | Piping Line | PC002.02
124-LPWP-1002-AD3A | Pipe Line | Piping Line | PC002.02
24"-661-LPPM-2164-DD3A | Pipe Line | Piping Line | PC002.02
12"-662-LPPG-2027-AD3A | Pipe Line | Piping Line | PC002.02
20"-662-LPPG-2028-AD3A | Pipe Line | Piping Line | PC002.02
20"-662-LPPG-2029-AD3A | Pipe Line | Piping Line | PC002.02
12"-662-LPPG-2092-AD3A | Pipe Line | Piping Line | PC002.02
16"-662-LPPL-2023-BD3A | Pipe Line | Piping Line | PC002.02
18"-662-LPPL-2024-BD3A | Pipe Line | Piping Line | PC002.02
20"-662-LPPL-2030-AD3A | Pipe Line | Piping Line | PC002.02
124-LPWP-1003-AD3A | Pipe Line | Piping Line | PC002.02
20"-662-LPPL-2031-AD3A | Pipe Line | Piping Line | PC002.02
16"-662-LPPL-2032-AD3A-ET | Pipe Line | Piping Line | PC002.02
16"-662-LPPL-2035-AD3A-ET | Pipe Line | Piping Line | PC002.02
18"-662-LPPL-2038-AD3A | Pipe Line | Piping Line | PC002.02
124-LPWP-1004-AD3A | Pipe Line | Piping Line | PC002.02
18"-662-LPPL-2039-AD3A | Pipe Line | Piping Line | PC002.02
16"-662-LPPL-2045-AD3A | Pipe Line | Piping Line | PC002.02
16"-662-LPPL-2046-AD3A | Pipe Line | Piping Line | PC002.02
16"-662-LPPL-2047-AD3A | Pipe Line | Piping Line | PC002.02
16"-662-LPPL-2048-AD3A | Pipe Line | Piping Line | PC002.02
4"-126-LPVA-1236-AS3A-PP | Pipe Line | Piping Line | PC002.02
3"-126-LPVA-1233-AS3A-PP | Pipe Line | Piping Line | PC002.02
3"-126-LPVA-1666-AS3A-PP | Pipe Line | Piping Line | PC002.02
0.75"-126-LPDN-1237-AS3A-PP | Pipe Line | Piping Line | ER008.01.01
0.75"-126-LPDN-1245-AS3A-PP | Pipe Line | Piping Line | ER008.01.01
1"-126-LPDN-1660-AE3N | Pipe Line | Piping Line | ER008.01.01
2"-126-LPDN-1175-AE3N | Pipe Line | Piping Line | ER008.01.01
2"-126-LPDN-1778-AE3N | Pipe Line | Piping Line | ER008.01.01
1"-126-LPDN-1305-AE3N | Pipe Line | Piping Line | ER008.01.01
8"-126-LPWI-1037-BX3A | Pipe Line | Piping Line | 0
1"-110-LPGN-1511-AC3E | Pipe Line | Piping Line | IC004.01.03
2"-113-LPDH-2193-AE3N | Pipe Line | Piping Line | ER008.01.01
3"-113-LPDH-2196-AE3N | Pipe Line | Piping Line | ER008.01.01
3"-113-LPDH-2197-AE3N | Pipe Line | Piping Line | ER008.01.01
2"-113-LPDH-2201-AE3N | Pipe Line | Piping Line | ER008.01.01
2"-113-LPDH-2202-AE3N | Pipe Line | Piping Line | ER008.01.01
2"-113-LPDH-2203-AE3N | Pipe Line | Piping Line | ER008.01.01
2"-113-LPDH-2204-AE3N | Pipe Line | Piping Line | ER008.01.01
4"-113-LPDH-2206-AE3N | Pipe Line | Piping Line | ER008.01.01
4"-113-LPDH-2207-AE3N | Pipe Line | Piping Line | ER008.01.01
6"-113-LPDH-2209-AE3N | Pipe Line | Piping Line | ER008.01.01
8"-113-LPDH-2211-AE3N | Pipe Line | Piping Line | ER008.01.01
2"-113-LPDH-2216-AE3N | Pipe Line | Piping Line | ER008.01.01
2"-113-LPDH-2217-AE3N | Pipe Line | Piping Line | ER008.01.01
2"-113-LPDH-2230-AE3N | Pipe Line | Piping Line | ER008.01.01
4"-113-LPDH-2231-AE3N | Pipe Line | Piping Line | ER008.01.01
4"-113-LPDH-2232-AE3N | Pipe Line | Piping Line | ER008.01.01
6"-113-LPDH-2233-AE3N | Pipe Line | Piping Line | ER008.01.01
3"-113-LPDH-2234-AE3N | Pipe Line | Piping Line | ER008.01.01
8"-113-LPDH-2235-AE3N | Pipe Line | Piping Line | ER008.01.01
2"-113-LPDH-2236-AE3N | Pipe Line | Piping Line | ER008.01.01
2"-113-LPDH-2238-AE3N | Pipe Line | Piping Line | ER008.01.01
2"-113-LPDH-2240-AE3N | Pipe Line | Piping Line | ER008.01.01
2"-113-LPDH-2241-AE3N | Pipe Line | Piping Line | ER008.01.01
2"-113-LPDH-2242-AE3N | Pipe Line | Piping Line | ER008.01.01
2"-113-LPDH-2243-AE3N | Pipe Line | Piping Line | ER008.01.01
2"-113-LPDH-2244-AE3N | Pipe Line | Piping Line | ER008.01.01
3"-113-LPDH-2247-AE3N | Pipe Line | Piping Line | ER008.01.01
2"-113-LPDH-2253-AE3N | Pipe Line | Piping Line | ER008.01.01
3"-113-LPDN-2535-AE3N | Pipe Line | Piping Line | ER008.01.01
0.5"-113-LPDN-2558-AE3N | Pipe Line | Piping Line | ER008.01.01
1"-113-LPDN-2660-AE3N | Pipe Line | Piping Line | ER008.01.01
2"-113-LPDN-2403-DS30 | Pipe Line | Piping Line | ER008.01.01
2"-113-LPDN-2539-AS30 | Pipe Line | Piping Line | ER008.01.01
3"-113-LPDN-2540-AE3N | Pipe Line | Piping Line | ER008.01.01
3"-113-LPDN-2541-AE3N | Pipe Line | Piping Line | ER008.01.01
0.75"-113-LPDN-2542-AE3N | Pipe Line | Piping Line | ER008.01.01
0.75"-113-LPDN-2543-AE3N | Pipe Line | Piping Line | ER008.01.01
3"-113-LPDN-2546-AE3N | Pipe Line | Piping Line | ER008.01.01
0.75"-113-LPDN-2547-AE3N | Pipe Line | Piping Line | ER008.01.01
0.75"-113-LPDN-2548-AE3N | Pipe Line | Piping Line | ER008.01.01
0.5"-113-LPDN-2550-AE3N | Pipe Line | Piping Line | ER008.01.01
2"-113-LPDN-2551-AE3N | Pipe Line | Piping Line | ER008.01.01
2"-113-LPDN-2552-AE3N | Pipe Line | Piping Line | ER008.01.01
2"-113-LPDN-2553-AE3N | Pipe Line | Piping Line | ER008.01.01
2"-113-LPDN-2554-AE3N | Pipe Line | Piping Line | ER008.01.01
0.75"-113-LPDN-2555-AE3N | Pipe Line | Piping Line | ER008.01.01
0.75"-113-LPDN-2556-AE3N | Pipe Line | Piping Line | ER008.01.01
2"-113-LPDN-2433-DS30 | Pipe Line | Piping Line | ER008.01.01
2"-113-LPDN-2503-DS30 | Pipe Line | Piping Line | ER008.01.01
0.5"-113-LPDN-2559-AE3N | Pipe Line | Piping Line | ER008.01.01
6"-113-LPDN-2561-AE3N | Pipe Line | Piping Line | ER008.01.01
3"-113-LPDN-2562-AE3N | Pipe Line | Piping Line | ER008.01.01
6"-113-LPDN-2563-AE3N | Pipe Line | Piping Line | ER008.01.01
6"-113-LPDN-2564-AE3N | Pipe Line | Piping Line | ER008.01.01
6"-113-LPDN-2565-AE3N | Pipe Line | Piping Line | ER008.01.01
2"-113-LPDN-2568-AE3N | Pipe Line | Piping Line | ER008.01.01
20"-120-LPMH-2274-AC3E-HC | Pipe Line | Piping Line | 0
3"-120-LPMH-2361-AC3E-HC | Pipe Line | Piping Line | 0
3"-120-LPMH-2364-AC3E-HC | Pipe Line | Piping Line | 0
4"-120-LPMH-2370-AC3E-HC | Pipe Line | Piping Line | 0
4"-120-LPMH-2371-AC3E-HC | Pipe Line | Piping Line | 0
2"-120-LPMH-2372-AC3E-HC | Pipe Line | Piping Line | 0
2"-120-LPMH-2373-AC3E-HC | Pipe Line | Piping Line | 0
3"-120-LPMH-2374-AC3E-PP | Pipe Line | Piping Line | 0
6"-126-LPDN-1027-AG3A | Pipe Line | Piping Line | ER008.01.01
2"-126-LPFG-2553-AX3A | Pipe Line | Piping Line | PC002.02
3"-126-LPPG-2552-AX3A | Pipe Line | Piping Line | PC002.02
2"-126-LPPG-2554-AX3A | Pipe Line | Piping Line | PC002.02
2"-128-LPCW-2144-AS3A | Pipe Line | Piping Line | PC002.02
2"-128-LPCW-2147-AS3A | Pipe Line | Piping Line | PC002.02
2"-128-LPCW-2148-AS3A | Pipe Line | Piping Line | PC002.02
2"-128-LPCW-2152-KD3A | Pipe Line | Piping Line | PC002.02
3"-128-LPCW-2735-AC31 | Pipe Line | Piping Line | PC002.02
3"-128-LPCW-2736-AC31 | Pipe Line | Piping Line | PC002.02
2"-128-LPCW-2831-KD3A | Pipe Line | Piping Line | PC002.02
2"-128-LPCW-2837-KD3A | Pipe Line | Piping Line | PC002.02
2"-128-LPCW-2850-GD3A | Pipe Line | Piping Line | PC002.02
8"-667-LPFL-2109-GC32-PP | Pipe Line | Piping Line | PC002.02
8"-667-LPFL-2110-GC32-PP | Pipe Line | Piping Line | PC002.02
8"-667-LPFL-2111-GC32-PP | Pipe Line | Piping Line | PC002.02
8"-667-LPFL-2122-GC32-PP | Pipe Line | Piping Line | PC002.02
8"-667-LPFL-2123-GC32-PP | Pipe Line | Piping Line | PC002.02
8"-667-LPFL-2124-GC32-PP | Pipe Line | Piping Line | PC002.02
8"-667-LPFL-2125-GC32-PP | Pipe Line | Piping Line | PC002.02
8"-667-LPFL-2126-GC32-PP | Pipe Line | Piping Line | PC002.02
8"-667-LPFL-2127-GC32-PP | Pipe Line | Piping Line | PC002.02
6"-667-LPFL-2192-GC32 | Pipe Line | Piping Line | PC002.02
4"-667-LPFL-2193-GS34 | Pipe Line | Piping Line | PC002.02
8"-667-LPFL-2196-GC32-PP | Pipe Line | Piping Line | PC002.02
6"-667-LPFL-2201-GS34 | Pipe Line | Piping Line | PC002.02
6"-667-LPFL-2202-GS34 | Pipe Line | Piping Line | PC002.02
6"-667-LPFL-2206-GL32 | Pipe Line | Piping Line | PC002.02
3"-667-LPFL-2233-AD3A-PP | Pipe Line | Piping Line | PC002.02
10"-667-LPFL-2234-AC3E | Pipe Line | Piping Line | PC002.02
8"-667-LPFL-2242-GC32-PP | Pipe Line | Piping Line | PC002.02
8"-667-LPFL-2243-GC32-PP | Pipe Line | Piping Line | PC002.02
2"-667-LPFL-2244-LX3J | Pipe Line | Piping Line | PC002.02
6"-667-LPFL-2260-GL32 | Pipe Line | Piping Line | PC002.02
8"-667-LPFL-2261-GL32 | Pipe Line | Piping Line | PC002.02
2"-667-LPFL-2262-GL32 | Pipe Line | Piping Line | PC002.02
3"-667-LPFL-2263-GL32 | Pipe Line | Piping Line | PC002.02
3"-667-LPFL-2264-GL32 | Pipe Line | Piping Line | PC002.02
3"-667-LPFL-2265-GS34 | Pipe Line | Piping Line | PC002.02
8"-667-LPFL-2266-GL32-PP | Pipe Line | Piping Line | PC002.02
12"-667-LPFL-2501-GL32 | Pipe Line | Piping Line | PC002.02
1"-771-LPPG-2743-AC3E | Pipe Line | Piping Line | PC002.02
2"-771-LPPG-2748-BS30 | Pipe Line | Piping Line | PC002.02
2"-771-LPPG-2749-BS30 | Pipe Line | Piping Line | PC002.02
2"-771-LPPG-2750-BS30 | Pipe Line | Piping Line | PC002.02
14"-771-LPPG-2952-DD3A-PP | Pipe Line | Piping Line | PC002.02
4"-771-LPPG-2953-AD3A-PP | Pipe Line | Piping Line | PC002.02
3"-771-LPPG-2956-AD3A | Pipe Line | Piping Line | PC002.02
6"-771-LPPG-2959-DD3A | Pipe Line | Piping Line | PC002.02
3"-771-LPPG-2960-DD3A | Pipe Line | Piping Line | PC002.02
14"-771-LPPG-2238-DD3A-PP | Pipe Line | Piping Line | PC002.02
14"-771-LPPG-2413-DD3A-PP | Pipe Line | Piping Line | PC002.02
18"-771-LPPG-2076-BD3A-PP | Pipe Line | Piping Line | PC002.02
14"-771-LPPG-2971-BD3A | Pipe Line | Piping Line | PC002.02
8"-771-LPPG-2972-BD3A | Pipe Line | Piping Line | PC002.02
3"-126-LPDN-1271-AG3A | Pipe Line | Piping Line | ER008.01.01
6"-771-LPPG-2974-BD3A | Pipe Line | Piping Line | PC002.02
3"-771-LPPG-2975-AD3A | Pipe Line | Piping Line | PC002.02
14"-771-LPPG-2978-BD3X | Pipe Line | Piping Line | PC002.02
2"-126-LPDN-1222-AG3A | Pipe Line | Piping Line | ER008.01.01
2"-126-LPDN-1289-AG3A | Pipe Line | Piping Line | ER008.01.01
0.75"-771-LPPL-2030-DS30 | Pipe Line | Piping Line | PC002.02
2"-771-LPPL-2068-DS30 | Pipe Line | Piping Line | PC002.02
2"-771-LPPL-2069-DS30 | Pipe Line | Piping Line | PC002.02
2"-771-LPPL-2070-KD3A | Pipe Line | Piping Line | PC002.02
2"-771-LPPL-2071-KD3A | Pipe Line | Piping Line | PC002.02
3"-771-LPPL-2072-ES30 | Pipe Line | Piping Line | PC002.02
3"-771-LPPL-2079-GS34 | Pipe Line | Piping Line | PC002.02
3"-771-LPPL-2083-BS30 | Pipe Line | Piping Line | PC002.02
4"-773-LPPG-2260-GS30 | Pipe Line | Piping Line | PC002.02
4"-773-LPPG-2261-GS30 | Pipe Line | Piping Line | PC002.02
4"-773-LPPG-2267-GS34 | Pipe Line | Piping Line | PC002.02
6"-773-LPPG-2268-GS30 | Pipe Line | Piping Line | PC002.02
6"-773-LPPG-2277-GS30 | Pipe Line | Piping Line | PC002.02
4"-773-LPPG-2282-GS30 | Pipe Line | Piping Line | PC002.02
4"-773-LPPG-2321-GS30 | Pipe Line | Piping Line | PC002.02
4"-773-LPPG-2322-GS30 | Pipe Line | Piping Line | PC002.02
4"-773-LPPG-2323-GS30 | Pipe Line | Piping Line | PC002.02
4"-773-LPPG-2324-GS30 | Pipe Line | Piping Line | PC002.02
4"-773-LPPG-2325-GS30 | Pipe Line | Piping Line | PC002.02
4"-773-LPPG-2326-GS30 | Pipe Line | Piping Line | PC002.02
4"-773-LPPG-2327-GS30 | Pipe Line | Piping Line | PC002.02
4"-773-LPPG-2328-GS30 | Pipe Line | Piping Line | PC002.02
3"-773-LPPG-2401-GL32 | Pipe Line | Piping Line | PC002.02
12"-773-LPPG-2501-GL32 | Pipe Line | Piping Line | PC002.02
12"-773-LPPG-2502-GL32 | Pipe Line | Piping Line | PC002.02
12"-773-LPPG-2503-GL32 | Pipe Line | Piping Line | PC002.02
12"-773-LPPG-2504-GL32 | Pipe Line | Piping Line | PC002.02
12"-773-LPPG-2505-GL32 | Pipe Line | Piping Line | PC002.02
12"-773-LPPG-2506-GL32 | Pipe Line | Piping Line | PC002.02
12"-773-LPPG-2507-GL32 | Pipe Line | Piping Line | PC002.02
12"-773-LPPG-2508-GL32 | Pipe Line | Piping Line | PC002.02
12"-773-LPPG-2509-GL32 | Pipe Line | Piping Line | PC002.02
12"-773-LPPG-2510-GL32 | Pipe Line | Piping Line | PC002.02
12"-773-LPPG-2511-GL32 | Pipe Line | Piping Line | PC002.02
12"-773-LPPG-2512-GL32 | Pipe Line | Piping Line | PC002.02
4"-773-LPPG-2557-GS34 | Pipe Line | Piping Line | PC002.02
4"-773-LPPG-2561-GS34 | Pipe Line | Piping Line | PC002.02
6"-776-LPBH-2661-AS34 | Pipe Line | Piping Line | PC002.02
6"-776-LPBH-2662-BS34 | Pipe Line | Piping Line | PC002.02
12"-776-LPBH-2701-AL31 | Pipe Line | Piping Line | PC002.02
6"-776-LPBH-2702-AL31 | Pipe Line | Piping Line | PC002.02
12"-776-LPBH-2703-AL31 | Pipe Line | Piping Line | PC002.02
6"-776-LPBH-2704-AL31 | Pipe Line | Piping Line | PC002.02
12"-776-LPBH-2705-AL31 | Pipe Line | Piping Line | PC002.02
6"-776-LPBH-2706-AL31 | Pipe Line | Piping Line | PC002.02
12"-776-LPBH-2741-AL31 | Pipe Line | Piping Line | PC002.02
30"-776-LPBH-2801-AL31 | Pipe Line | Piping Line | PC002.02
20"-776-LPBH-2802-AS34 | Pipe Line | Piping Line | PC002.02
2"-776-LPBH-2803-AS34 | Pipe Line | Piping Line | PC002.02
30"-776-LPBH-2804-AS34 | Pipe Line | Piping Line | PC002.02
36"-776-LPBH-2809-AS34 | Pipe Line | Piping Line | PC002.02
36"-776-LPBH-2810-AS34 | Pipe Line | Piping Line | PC002.02
3"-776-LPBH-2811-AS34-ET | Pipe Line | Piping Line | PC002.02
14"-776-LPBH-2817-AS34-ET | Pipe Line | Piping Line | PC002.02
4"-776-LPBH-2823-AL31 | Pipe Line | Piping Line | PC002.02
4"-776-LPBH-2842-AL31 | Pipe Line | Piping Line | PC002.02
6"-776-LPBH-2849-AL31 | Pipe Line | Piping Line | PC002.02
4"-776-LPBH-2862-AL31 | Pipe Line | Piping Line | PC002.02
4"-776-LPBH-2888-AL31 | Pipe Line | Piping Line | PC002.02
14"-776-LPBH-2892-AS3Y-ET | Pipe Line | Piping Line | PC002.02
3"-776-LPBH-2897-AL31 | Pipe Line | Piping Line | PC002.02
3"-776-LPBH-2898-AL31 | Pipe Line | Piping Line | PC002.02
3"-776-LPBH-2899-AL31 | Pipe Line | Piping Line | PC002.02
3"-776-LPBH-2900-AL31 | Pipe Line | Piping Line | PC002.02
16"-776-LPBH-2904-AL3Y | Pipe Line | Piping Line | PC002.02
18"-662-LPPL-2060-AD3A | Pipe Line | Piping Line | PC002.02
20"-662-LPPL-2067-AD3A | Pipe Line | Piping Line | PC002.02
24"-662-LPPL-2076-BD3A | Pipe Line | Piping Line | PC002.02
14"-662-LPPL-2077-DD3A | Pipe Line | Piping Line | PC002.02
18"-662-LPPL-2087-DD3A | Pipe Line | Piping Line | PC002.02
2"-662-LPPL-2127-BD3A | Pipe Line | Piping Line | PC002.02
12"-662-LPPL-2033-AD3A-ET | Pipe Line | Piping Line | PC002.02
3"-124-LPWP-2741-AD3A | Pipe Line | Piping Line | PC002.02
4"-776-LPBL-2781-AD3A | Pipe Line | Piping Line | PC002.02
4"-776-LPBL-2782-AL31 | Pipe Line | Piping Line | PC002.02
6"-776-LPBL-2783-AL31 | Pipe Line | Piping Line | PC002.02
3"-124-LPWP-2742-AD3A | Pipe Line | Piping Line | PC002.02
4"-776-LPBL-2784-AD3A | Pipe Line | Piping Line | PC002.02
4"-776-LPBL-2785-AL31 | Pipe Line | Piping Line | PC002.02
124-LPWP-1005-AD3A | Pipe Line | Piping Line | PC002.02
24"-662-LPPL-2034-AD3A-HC | Pipe Line | Piping Line | PC002.02
18"-662-LPPL-2040-AD3A-HC | Pipe Line | Piping Line | PC002.02
18"-662-LPPL-2041-AD3A-HC | Pipe Line | Piping Line | PC002.02
12"-662-LPPL-2043-AD3A-PP | Pipe Line | Piping Line | PC002.02
12"-662-LPPL-2044-AD3A-PP | Pipe Line | Piping Line | PC002.02
3"-124-LPWP-2748-AD3A | Pipe Line | Piping Line | PC002.02
4"-776-LPBL-2786-AD3A | Pipe Line | Piping Line | PC002.02
4"-776-LPBL-2787-AL31 | Pipe Line | Piping Line | PC002.02
3"-124-LPWP-2749-AD3A | Pipe Line | Piping Line | PC002.02
4"-776-LPBL-2788-AD3A | Pipe Line | Piping Line | PC002.02
124-LPWP-1006-AD3A | Pipe Line | Piping Line | PC002.02
18"-662-LPPL-2065-AD3A-HC | Pipe Line | Piping Line | PC002.02
24"-662-LPPL-2068-AD3A-HC | Pipe Line | Piping Line | PC002.02
4"-126-LPDN-1756-AE3N | Pipe Line | Piping Line | ER008.01.01
1"-126-LPDN-1774-AE3N | Pipe Line | Piping Line | ER008.01.01
2"-126-LPDN-1647-AE3N | Pipe Line | Piping Line | ER008.01.01
2"-126-LPDN-1779-AE3N | Pipe Line | Piping Line | ER008.01.01
1"-126-LPDN-1177-AE3N | Pipe Line | Piping Line | ER008.01.01
1"-126-LPDN-1234-AE3N | Pipe Line | Piping Line | ER008.01.01
2"-126-LPDN-1327-AE3N | Pipe Line | Piping Line | ER008.01.01
2"-126-LPDN-1780-AE3N | Pipe Line | Piping Line | ER008.01.01
1"-126-LPDN-1179-AE3N | Pipe Line | Piping Line | ER008.01.01
4"-113-LPDN-1492-AE3N | Pipe Line | Piping Line | ER008.01.01
6"-113-LPDN-2807-AE3N | Pipe Line | Piping Line | ER008.01.01
6"-113-LPDN-2805-AE3N | Pipe Line | Piping Line | ER008.01.01
6"-331-LPWF-1100-AE3N | Pipe Line | Piping Line | PS008.01
4"-331-LPWF-1102-AE3N | Pipe Line | Piping Line | PS008.01
6"-331-LPWF-1101-AE3N | Pipe Line | Piping Line | PS008.01
4"-331-LPWF-1103-AE3N | Pipe Line | Piping Line | PS008.01
4"-331-LPWF-1104-AE3N | Pipe Line | Piping Line | PS008.01
4"-331-LPWF-1105-AE3N | Pipe Line | Piping Line | PS008.01
4"-331-LPWF-1130-AE3N | Pipe Line | Piping Line | PS008.01
4"-331-LPWF-1129-AE3N | Pipe Line | Piping Line | PS008.01
6"-331-LPWF-1106-AE3N | Pipe Line | Piping Line | PS008.01
6"-331-LPWF-1107-AE3N | Pipe Line | Piping Line | PS008.01
4"-331-LPWF-1109-AE3N | Pipe Line | Piping Line | PS008.01
4"-331-LPWF-1108-AE3N | Pipe Line | Piping Line | PS008.01
4"-331-LPWF-1110-AE3N | Pipe Line | Piping Line | PS008.01
6"-331-LPWF-1111-AE3N | Pipe Line | Piping Line | PS008.01
12"-331-LPWF-1113-MN3B | Pipe Line | Piping Line | PS008.01
10"-331-LPWF-1115-MN3B | Pipe Line | Piping Line | PS008.01
10"-331-LPWF-1114-MN3B | Pipe Line | Piping Line | PS008.01
10"-331-LPWF-1116-MN3B | Pipe Line | Piping Line | PS008.01
8"-331-LPWF-1118-MN3B | Pipe Line | Piping Line | PS008.01
8"-331-LPWF-1117-MN3B | Pipe Line | Piping Line | PS008.01
12"-331-LPWF-1119-MN3B | Pipe Line | Piping Line | PS008.01
CC-001WP-DSS-1 | Corrosion Circuit | Piping Line | PC002.02
CC-004-DSS-1 | Corrosion Circuit | Piping Line | PC002.02
CC-005-DSS-1 | Corrosion Circuit | Piping Line | PC002.02
CC-008WP-DSS-1 | Corrosion Circuit | Piping Line | PC002.02
CC-036WP-DSS-1 | Corrosion Circuit | Piping Line | PC002.02
CC-037WP-DSS-1 | Corrosion Circuit | Piping Line | PC002.02
CC-040WP-CS-1 | Corrosion Circuit | Piping Line | PC002.02
CC-044WP-DSS-1 | Corrosion Circuit | Piping Line | PC002.02
CC-049WP-DSS-1 | Corrosion Circuit | Piping Line | PC002.02
CC-059WP-DSS-1 | Corrosion Circuit | Piping Line | PC002.02
CC-060WP-DSS-1 | Corrosion Circuit | Piping Line | PC002.02
CC-100-DSS-1 | Corrosion Circuit | Piping Line | PC002.02
CC-101-DSS-1 | Corrosion Circuit | Piping Line | PC002.02
CC-108-DSS-1 | Corrosion Circuit | Piping Line | PC002.02
CC-10WS-GRP-1 | Corrosion Circuit | Piping Line | 0
CC-119-CS-1 | Corrosion Circuit | Piping Line | PC002.02
CC-119-CS-2 | Corrosion Circuit | Piping Line | PC002.02
CC-127-SS-1 | Corrosion Circuit | Piping Line | PC002.02
CC-128-SS-1 | Corrosion Circuit | Piping Line | PC002.02
CC-136-DSS-1 | Corrosion Circuit | Piping Line | PC002.02
CC-142-CS-1 | Corrosion Circuit | Piping Line | PC002.02
CC-142-DSS-1 | Corrosion Circuit | Piping Line | PC002.02
CC-145-DSS-1 | Corrosion Circuit | Piping Line | PC002.02
CC-149-CS-2 | Corrosion Circuit | Piping Line | PC002.02
CC-149-SS-1 | Corrosion Circuit | Piping Line | PC002.02
CC-150-CS-2 | Corrosion Circuit | Piping Line | PC002.02
CC-155-CS-1 | Corrosion Circuit | Piping Line | PC002.02
2"-113-LPDH-2256-AE3N | Pipe Line | Piping Line | ER008.01.01
2"-113-LPDH-2257-AE3N | Pipe Line | Piping Line | ER008.01.01
2"-113-LPDH-2258-AE3N | Pipe Line | Piping Line | ER008.01.01
2"-113-LPDH-2259-AE3N | Pipe Line | Piping Line | ER008.01.01
2"-113-LPDH-2260-AE3N | Pipe Line | Piping Line | ER008.01.01
2"-113-LPDH-2261-AE3N | Pipe Line | Piping Line | ER008.01.01
2"-113-LPDH-2263-AE3N | Pipe Line | Piping Line | ER008.01.01
3"-113-LPDH-2264-AE3N | Pipe Line | Piping Line | ER008.01.01
3"-113-LPDH-2265-AE3N | Pipe Line | Piping Line | ER008.01.01
2"-113-LPDH-2266-AE3N | Pipe Line | Piping Line | ER008.01.01
2"-113-LPDH-2267-AE3N | Pipe Line | Piping Line | ER008.01.01
2"-113-LPDH-2268-AE3N | Pipe Line | Piping Line | ER008.01.01
2"-113-LPDH-2269-AE3N | Pipe Line | Piping Line | ER008.01.01
2"-113-LPDH-2271-AE3N | Pipe Line | Piping Line | ER008.01.01
3"-113-LPDH-2272-AE3N | Pipe Line | Piping Line | ER008.01.01
3"-113-LPDH-2273-AE3N | Pipe Line | Piping Line | ER008.01.01
4"-113-LPDH-2275-AE3N | Pipe Line | Piping Line | ER008.01.01
4"-113-LPDH-2277-AE3N | Pipe Line | Piping Line | ER008.01.01
4"-113-LPDH-2278-AE3N | Pipe Line | Piping Line | ER008.01.01
6"-113-LPDH-2279-AE3N | Pipe Line | Piping Line | ER008.01.01
2"-113-LPDH-2282-AE3N | Pipe Line | Piping Line | ER008.01.01
2"-113-LPDH-2283-AE3N | Pipe Line | Piping Line | ER008.01.01
2"-113-LPDH-2286-AE3N | Pipe Line | Piping Line | ER008.01.01
3"-113-LPDH-2289-AE3N | Pipe Line | Piping Line | ER008.01.01
3"-113-LPDH-2298-AE3N | Pipe Line | Piping Line | ER008.01.01
2"-113-LPDH-2300-AE3N | Pipe Line | Piping Line | ER008.01.01
2"-113-LPDH-2301-AE3N | Pipe Line | Piping Line | ER008.01.01
2"-113-LPDH-2302-AE3N | Pipe Line | Piping Line | ER008.01.01
2"-113-LPDN-2569-AE3N | Pipe Line | Piping Line | ER008.01.01
6"-113-LPDN-2609-AE3N | Pipe Line | Piping Line | ER008.01.01
6"-113-LPDN-2611-AE3N | Pipe Line | Piping Line | ER008.01.01
6"-113-LPDN-2655-AE3N | Pipe Line | Piping Line | ER008.01.01
6"-113-LPDN-2657-AE3N | Pipe Line | Piping Line | ER008.01.01
6"-113-LPDN-2659-AE3N | Pipe Line | Piping Line | ER008.01.01
2"-113-LPDN-2533-DS30 | Pipe Line | Piping Line | ER008.01.01
6"-113-LPDN-2661-AE3N | Pipe Line | Piping Line | ER008.01.01
2"-113-LPDN-2662-AE3N | Pipe Line | Piping Line | ER008.01.01
2"-113-LPDN-2663-AE3N | Pipe Line | Piping Line | ER008.01.01
3"-113-LPDN-2664-AE3N | Pipe Line | Piping Line | ER008.01.01
12"-113-LPDN-2684-AE3N | Pipe Line | Piping Line | ER008.01.01
12"-113-LPDN-2686-AE3N | Pipe Line | Piping Line | ER008.01.01
12"-113-LPDN-2696-AE3N | Pipe Line | Piping Line | ER008.01.01
6"-113-LPDN-2705-AE3N | Pipe Line | Piping Line | ER008.01.01
2"-128-LPCZ-2172-AS3A | Pipe Line | Piping Line | PC002.02
2"-128-LPCZ-2186-KD3A | Pipe Line | Piping Line | PC002.02
2"-128-LPCZ-2187-AS3A | Pipe Line | Piping Line | PC002.02
2"-128-LPCZ-2252-AS3A | Pipe Line | Piping Line | PC002.02
2"-128-LPCZ-2254-AS3A | Pipe Line | Piping Line | PC002.02
2"-128-LPCZ-2255-AS3A | Pipe Line | Piping Line | PC002.02
2"-128-LPCZ-2269-AS3A | Pipe Line | Piping Line | PC002.02
1.5"-128-LPCZ-2665-AS3A | Pipe Line | Piping Line | PC002.02
1.5"-128-LPCZ-2666-AS3A | Pipe Line | Piping Line | PC002.02
1.5"-128-LPCZ-2667-AS3A | Pipe Line | Piping Line | PC002.02
1.5"-128-LPCZ-2668-AS3A | Pipe Line | Piping Line | PC002.02
0.5"-128-LPCZ-2669-GD3A | Pipe Line | Piping Line | PC002.02
0.5"-128-LPCZ-2670-GD3A | Pipe Line | Piping Line | PC002.02
0.5"-128-LPCZ-2671-GD3A | Pipe Line | Piping Line | PC002.02
0.5"-128-LPCZ-2672-GD3A | Pipe Line | Piping Line | PC002.02
3"-128-LPCZ-2673-AS3A | Pipe Line | Piping Line | PC002.02
3"-128-LPCZ-2674-AS3A | Pipe Line | Piping Line | PC002.02
1"-128-LPCZ-2677-AS3A | Pipe Line | Piping Line | PC002.02
3"-128-LPCZ-2678-AS3A | Pipe Line | Piping Line | PC002.02
1"-128-LPCZ-2679-AS3A | Pipe Line | Piping Line | PC002.02
1"-128-LPCZ-2680-AS3A | Pipe Line | Piping Line | PC002.02
2"-128-LPCZ-2681-AS3A | Pipe Line | Piping Line | PC002.02
1.5"-128-LPCZ-2682-AS3A | Pipe Line | Piping Line | PC002.02
3"-128-LPCZ-2686-AS3A | Pipe Line | Piping Line | PC002.02
1"-128-LPCZ-2689-AS3A | Pipe Line | Piping Line | PC002.02
1"-128-LPCZ-2690-AS3A | Pipe Line | Piping Line | PC002.02
2"-128-LPCZ-2697-AS3A | Pipe Line | Piping Line | PC002.02
10"-667-LPPL-2005-AC31 | Pipe Line | Piping Line | PC002.02
8"-667-LPPL-2030-GC32 | Pipe Line | Piping Line | PC002.02
2"-667-LPPL-2052-AC31 | Pipe Line | Piping Line | PC002.02
2"-667-LPPL-2053-AC31 | Pipe Line | Piping Line | PC002.02
3"-667-LPPL-2208-BD3A-PP | Pipe Line | Piping Line | PC002.02
3"-667-LPPL-2209-BD3A-PP | Pipe Line | Piping Line | PC002.02
4"-667-LPPL-2223-BD3A-PP | Pipe Line | Piping Line | PC002.02
4"-667-LPPL-2224-BD3A-PP | Pipe Line | Piping Line | PC002.02
3"-667-LPPL-2225-BD3A-PP | Pipe Line | Piping Line | PC002.02
2"-667-LPPL-2228-BD3A | Pipe Line | Piping Line | PC002.02
4"-667-LPPL-2229-GC32-PP | Pipe Line | Piping Line | PC002.02
3"-667-LPPL-2232-AD3A-PP | Pipe Line | Piping Line | PC002.02
4"-667-LPPL-2237-BD3A | Pipe Line | Piping Line | PC002.02
2"-667-LPPL-2245-GD3A-PP | Pipe Line | Piping Line | PC002.02
8"-667-LPWS-2140-LX3J | Pipe Line | Piping Line | 0
8"-667-LPWS-2141-LX3J | Pipe Line | Piping Line | 0
8"-667-LPWS-2142-LX3J | Pipe Line | Piping Line | 0
8"-667-LPWS-2143-LX3J | Pipe Line | Piping Line | 0
8"-667-LPWS-2144-LX3J | Pipe Line | Piping Line | 0
8"-667-LPWS-2147-LX3J | Pipe Line | Piping Line | 0
8"-667-LPWS-2148-LX3J | Pipe Line | Piping Line | 0
8"-667-LPWS-2149-LX3J | Pipe Line | Piping Line | 0
8"-667-LPWS-2174-LX3J | Pipe Line | Piping Line | 0
8"-667-LPWS-2175-LX3J | Pipe Line | Piping Line | 0
8"-667-LPWS-2176-LX3J | Pipe Line | Piping Line | 0
8"-667-LPWS-2177-LX3J | Pipe Line | Piping Line | 0
8"-667-LPWS-2178-LX3J | Pipe Line | Piping Line | 0
8"-667-LPWS-2184-KX3J | Pipe Line | Piping Line | 0
3"-771-LPPL-2087-BS30-ET | Pipe Line | Piping Line | PC002.02
2"-126-LPDN-1291-AG3A | Pipe Line | Piping Line | ER008.01.01
3"-771-LPPL-2093-BS30 | Pipe Line | Piping Line | PC002.02
2"-771-LPPL-2104-GL31 | Pipe Line | Piping Line | PC002.02
2"-771-LPPL-2109-KL31 | Pipe Line | Piping Line | PC002.02
3"-126-LPDN-1294-AG3A | Pipe Line | Piping Line | ER008.01.01
3"-771-LPPL-2121-BS30 | Pipe Line | Piping Line | PC002.02
2"-771-LPPL-2141-DL31-ET | Pipe Line | Piping Line | PC002.02
2"-771-LPPL-2143-DL31-ET | Pipe Line | Piping Line | PC002.02
2"-771-LPPL-2149-DD3A-ET | Pipe Line | Piping Line | PC002.02
2"-126-LPDN-1290-AG3A | Pipe Line | Piping Line | ER008.01.01
2"-126-LPDN-1292-AG3A | Pipe Line | Piping Line | ER008.01.01
2"-771-LPPL-2187-LX3J | Pipe Line | Piping Line | PC002.02
0.75"-771-LPPL-2188-DS30 | Pipe Line | Piping Line | PC002.02
2"-771-LPPL-2216-DS30 | Pipe Line | Piping Line | PC002.02
2"-771-LPPL-2217-DS30 | Pipe Line | Piping Line | PC002.02
2"-771-LPPL-2220-KL31 | Pipe Line | Piping Line | PC002.02
2"-771-LPPL-2221-KL31 | Pipe Line | Piping Line | PC002.02
2"-771-LPPL-2227-LX3J | Pipe Line | Piping Line | PC002.02
2"-771-LPPL-2228-LX3J | Pipe Line | Piping Line | PC002.02
3"-771-LPPL-2239-ES30 | Pipe Line | Piping Line | PC002.02
3"-771-LPPL-2252-GS34 | Pipe Line | Piping Line | PC002.02
3"-771-LPPL-2266-BS30 | Pipe Line | Piping Line | PC002.02
2"-771-LPPL-2271-GL31 | Pipe Line | Piping Line | PC002.02
3"-126-LPDN-1295-AG3A | Pipe Line | Piping Line | ER008.01.01
2"-771-LPPL-2356-DS30 | Pipe Line | Piping Line | PC002.02
2"-771-LPPL-2357-DS30 | Pipe Line | Piping Line | PC002.02
2"-771-LPPL-2360-KL31 | Pipe Line | Piping Line | PC002.02
4"-773-LPPG-2567-GS34 | Pipe Line | Piping Line | PC002.02
4"-773-LPPG-2568-GS34 | Pipe Line | Piping Line | PC002.02
4"-773-LPPG-2578-GS34 | Pipe Line | Piping Line | PC002.02
4"-773-LPPG-2579-GS34 | Pipe Line | Piping Line | PC002.02
6"-773-LPPG-2581-GS30 | Pipe Line | Piping Line | PC002.02
3"-773-LPPG-2601-GS34 | Pipe Line | Piping Line | PC002.02
3"-773-LPPG-2602-GS34 | Pipe Line | Piping Line | PC002.02
3"-773-LPPG-2603-GS34 | Pipe Line | Piping Line | PC002.02
3"-773-LPPG-2604-GS34 | Pipe Line | Piping Line | PC002.02
3"-773-LPPG-2605-GS34 | Pipe Line | Piping Line | PC002.02
3"-773-LPPG-2606-GS34 | Pipe Line | Piping Line | PC002.02
3"-773-LPPG-2607-GS34 | Pipe Line | Piping Line | PC002.02
3"-773-LPPG-2608-GS34 | Pipe Line | Piping Line | PC002.02
3"-773-LPPG-2609-GS34 | Pipe Line | Piping Line | PC002.02
3"-773-LPPG-2610-GS34 | Pipe Line | Piping Line | PC002.02
3"-773-LPPG-2611-GS34 | Pipe Line | Piping Line | PC002.02
3"-773-LPPG-2612-GS34 | Pipe Line | Piping Line | PC002.02
4"-773-LPPG-2763-GS34 | Pipe Line | Piping Line | PC002.02
4"-773-LPPG-2764-GS34 | Pipe Line | Piping Line | PC002.02
4"-773-LPPG-2765-GS34 | Pipe Line | Piping Line | PC002.02
4"-773-LPPG-2766-GS34 | Pipe Line | Piping Line | PC002.02
4"-773-LPPG-2784-GS34 | Pipe Line | Piping Line | PC002.02
4"-773-LPPG-2830-GS30 | Pipe Line | Piping Line | PC002.02
4"-773-LPPG-2831-GS30 | Pipe Line | Piping Line | PC002.02
4"-773-LPPG-2832-GS30 | Pipe Line | Piping Line | PC002.02
4"-773-LPPG-2834-GS30 | Pipe Line | Piping Line | PC002.02
8"-775-LPBH-2279-KY30 | Pipe Line | Piping Line | PC002.02
6"-775-LPBH-2281-KY30 | Pipe Line | Piping Line | PC002.02
6"-776-LPBH-2905-AS34 | Pipe Line | Piping Line | PC002.02
16"-776-LPBH-2908-AL3Y | Pipe Line | Piping Line | PC002.02
6"-776-LPBH-2909-AS34 | Pipe Line | Piping Line | PC002.02
8"-776-LPBH-2911-AL31 | Pipe Line | Piping Line | PC002.02
8"-776-LPBH-2914-AL31 | Pipe Line | Piping Line | PC002.02
12"-776-LPBH-2919-AL31 | Pipe Line | Piping Line | PC002.02
12"-776-LPBH-2920-AL31 | Pipe Line | Piping Line | PC002.02
18"-776-LPBH-2923-AL3Y | Pipe Line | Piping Line | PC002.02
14"-776-LPBH-2925-AL3Y | Pipe Line | Piping Line | PC002.02
14"-776-LPBH-2935-AL3Y | Pipe Line | Piping Line | PC002.02
14"-776-LPBH-2938-BS34-ET | Pipe Line | Piping Line | PC002.02
14"-776-LPBH-2939-AS3Y-ET | Pipe Line | Piping Line | PC002.02
3"-776-LPBH-2942-BS34 | Pipe Line | Piping Line | PC002.02
2"-776-LPBH-2943-BS34-ET | Pipe Line | Piping Line | PC002.02
2"-776-LPBH-2944-AS3Y-ET | Pipe Line | Piping Line | PC002.02
24"-776-LPBH-2954-AL31 | Pipe Line | Piping Line | PC002.02
10"-776-LPBH-2976-BS34 | Pipe Line | Piping Line | PC002.02
14"-776-LPBH-2977-BS34-ET | Pipe Line | Piping Line | PC002.02
10"-776-LPBH-2978-BS34-ET | Pipe Line | Piping Line | PC002.02
14"-776-LPBH-2979-BS34-ET | Pipe Line | Piping Line | PC002.02
16"-776-LPBH-2980-AS3Y-ET | Pipe Line | Piping Line | PC002.02
16"-776-LPBH-2981-AS3Y-ET | Pipe Line | Piping Line | PC002.02
14"-776-LPBH-2983-BS34 | Pipe Line | Piping Line | PC002.02
3"-776-LPBH-2986-BS34-ET | Pipe Line | Piping Line | PC002.02
14"-776-LPBH-2991-AC31 | Pipe Line | Piping Line | PC002.02
6"-776-LPBH-3000-AS34 | Pipe Line | Piping Line | PC002.02
4"-776-LPBH-3001-BS34 | Pipe Line | Piping Line | PC002.02
8"-776-LPBH-3002-BS34 | Pipe Line | Piping Line | PC002.02
18"-662-LPPL-2202-AD3A-HC | Pipe Line | Piping Line | PC002.02
24"-662-LPPL-2208-AD3A-HC | Pipe Line | Piping Line | PC002.02
24"-662-LPPL-2209-AD3A-HC | Pipe Line | Piping Line | PC002.02
18"-662-LPPL-2215-AD3A-HC | Pipe Line | Piping Line | PC002.02
16"-662-LPPL-2218-AD3A-PP | Pipe Line | Piping Line | PC002.02
18"-662-LPPL-2227-BD3A-HC | Pipe Line | Piping Line | PC002.02
2"-124-LPWP-2763-AD3A | Pipe Line | Piping Line | PC002.02
2"-776-LPBL-2795-AL31 | Pipe Line | Piping Line | PC002.02
2"-124-LPWP-2759-AD3A | Pipe Line | Piping Line | PC002.02
3"-776-LPBL-2790-AD3A | Pipe Line | Piping Line | PC002.02
3"-776-LPBL-2791-AL31 | Pipe Line | Piping Line | PC002.02
124-LPWP-1007-AD3A | Pipe Line | Piping Line | PC002.02
8"-662-LPPL-2229-BD3A-ET | Pipe Line | Piping Line | PC002.02
18"-662-LPPL-2244-AD3A-HC | Pipe Line | Piping Line | PC002.02
18"-662-LPPL-2250-AD3A-ET | Pipe Line | Piping Line | PC002.02
2"-124-LPWP-2769-AD3A | Pipe Line | Piping Line | PC002.02
2"-776-LPBL-2800-AL31 | Pipe Line | Piping Line | PC002.02
2"-124-LPWP-2766-AD3A | Pipe Line | Piping Line | PC002.02
3"-776-LPBL-2796-AD3A | Pipe Line | Piping Line | PC002.02
4"-776-LPBL-2797-AL31 | Pipe Line | Piping Line | PC002.02
124-LPWP-1008-AD3A | Pipe Line | Piping Line | PC002.02
18"-662-LPPL-2258-BD3A-ET | Pipe Line | Piping Line | PC002.02
18"-662-LPPL-2259-BD3A-HC | Pipe Line | Piping Line | PC002.02
24"-662-LPPL-2275-BD3A-HC | Pipe Line | Piping Line | PC002.02
2"-124-LPWP-2775-AD3A | Pipe Line | Piping Line | PC002.02
2"-776-LPBL-3202-AL31 | Pipe Line | Piping Line | PC002.02
2"-124-LPWP-2772-AD3A | Pipe Line | Piping Line | PC002.02
3"-776-LPBL-3200-AD3A | Pipe Line | Piping Line | PC002.02
20"-126-LPWI-1272-BX3A | Pipe Line | Piping Line | 0
2"-126-LPWI-1256-BX3A | Pipe Line | Piping Line | 0
1"-126-LPWI-1259-BX3A | Pipe Line | Piping Line | 0
2"-126-LPDN-1561-BX3A | Pipe Line | Piping Line | ER008.01.01
2"-126-LPDN-1562-BX3A | Pipe Line | Piping Line | ER008.01.01
2"-126-LPWI-1257-BX3A | Pipe Line | Piping Line | 0
1"-126-LPWI-1260-BX3A | Pipe Line | Piping Line | 0
2"-126-LPDN-1563-BX3A | Pipe Line | Piping Line | ER008.01.01
2"-126-LPDN-1564-BX3A | Pipe Line | Piping Line | ER008.01.01
10"-331-LPWF-1121-MN3B | Pipe Line | Piping Line | PS008.01
12"-331-LPWF-1120-MN3B | Pipe Line | Piping Line | PS008.01
3"-331-LPCF-1000-AS3A | Pipe Line | Piping Line | PC005.01.02
12"-331-LPWF-1122-MN3B | Pipe Line | Piping Line | PS008.01
10"-331-LPWF-1124-MN3B | Pipe Line | Piping Line | PS008.01
6"-331-LPWF-1125-AE3N | Pipe Line | Piping Line | PS008.01
6"-331-LPWF-1126-AE3N | Pipe Line | Piping Line | PS008.01
10"-331-LPWF-1123-MN3B | Pipe Line | Piping Line | PS008.01
3"-331-LPCF-1001-AS3A | Pipe Line | Piping Line | PC005.01.02
4"-113-LPDN-3234-AE3N | Pipe Line | Piping Line | ER008.01.01
3"-113-LPDN-3236-AE3N | Pipe Line | Piping Line | ER008.01.01
3"-113-LPDN-3237-AE3N | Pipe Line | Piping Line | ER008.01.01
4"-331-LPWF-1112-AE3N | Pipe Line | Piping Line | PS008.01
4"-331-LPWF-1132-AE3N | Pipe Line | Piping Line | PS008.01
CC-159-CS-1 | Corrosion Circuit | Piping Line | PC002.02
CC-200-DSS-1 | Corrosion Circuit | Piping Line | PC002.02
CC-202-DSS-1 | Corrosion Circuit | Piping Line | PC002.02
CC-202-SS-1 | Corrosion Circuit | Piping Line | PC002.02
CC-207-CS-1 | Corrosion Circuit | Piping Line | PC002.02
CC-207-CS-2 | Corrosion Circuit | Piping Line | PC002.02
CC-207-DSS-1 | Corrosion Circuit | Piping Line | PC002.02
CC-209-SS-1 | Corrosion Circuit | Piping Line | PC002.02
CC-210-DSS-1 | Corrosion Circuit | Piping Line | PC002.02
CC-212-SS-1 | Corrosion Circuit | Piping Line | PC002.02
CC-214-CS-1 | Corrosion Circuit | Piping Line | PC002.02
CC-214-CS-2 | Corrosion Circuit | Piping Line | PC002.02
CC-214-DSS-1 | Corrosion Circuit | Piping Line | PC002.02
CC-218-CS-1 | Corrosion Circuit | Piping Line | PC002.02
CC-218-CS-2 | Corrosion Circuit | Piping Line | PC002.02
CC-218-DSS-1 | Corrosion Circuit | Piping Line | PC002.02
CC-218-DSS-4 | Corrosion Circuit | Piping Line | PC002.02
CC-218-SS-1 | Corrosion Circuit | Piping Line | PC002.02
CC-230-DSS-1 | Corrosion Circuit | Piping Line | PC002.02
CC-230-SS-1 | Corrosion Circuit | Piping Line | PC002.02
CC-232-DSS-1 | Corrosion Circuit | Piping Line | PC002.02
CC-234-CS-1 | Corrosion Circuit | Piping Line | PC002.02
CC-234-CS-2 | Corrosion Circuit | Piping Line | PC002.02
CC-234-SDSS-1 | Corrosion Circuit | Piping Line | PC002.02
CC-241-CS-1 | Corrosion Circuit | Piping Line | PC002.02
CC-241-CS-2 | Corrosion Circuit | Piping Line | PC002.02
CC-242-SS-1 | Corrosion Circuit | Piping Line | PC002.02
CC-244-SDSS-1 | Corrosion Circuit | Piping Line | PC002.02
CC-245-DSS-1 | Corrosion Circuit | Piping Line | PC002.02
CC-249-CS-1 | Corrosion Circuit | Piping Line | PC002.02
16"-124-LPWP-0001-AC5F | Pipe Line | Piping Line | PC002.02
12"-124-LPWP-0002-AC5E | Pipe Line | Piping Line | PC002.02
16"-124-LPWP-0003-AD5A | Pipe Line | Piping Line | PC002.02
16"-124-LPWP-0004-AD5A | Pipe Line | Piping Line | PC002.02
16"-124-LPWP-0005-AD5A | Pipe Line | Piping Line | PC002.02
16"-124-LPWP-0006-AD5A | Pipe Line | Piping Line | PC002.02
4"-124-LPWP-0007-AC5E | Pipe Line | Piping Line | PC002.02
4"-110-LPGN-2002-AC3E | Pipe Line | Piping Line | IC004.01.03
4"-110-LPGN-2003-AC3E | Pipe Line | Piping Line | IC004.01.03
2"-110-LPGN-2004-AC3E | Pipe Line | Piping Line | IC004.01.03
3"-110-LPGN-2005-AC3E | Pipe Line | Piping Line | IC004.01.03
2"-110-LPGN-2006-AC3E | Pipe Line | Piping Line | IC004.01.03
2"-113-LPDH-2303-AE3N | Pipe Line | Piping Line | ER008.01.01
2"-113-LPDH-2304-AE3N | Pipe Line | Piping Line | ER008.01.01
1"-113-LPDH-2305-AE3N | Pipe Line | Piping Line | ER008.01.01
3"-113-LPDH-2306-AE3N | Pipe Line | Piping Line | ER008.01.01
3"-113-LPDH-2307-AE3N | Pipe Line | Piping Line | ER008.01.01
2"-113-LPDH-2309-AE3N | Pipe Line | Piping Line | ER008.01.01
2"-113-LPDH-2310-AE3N | Pipe Line | Piping Line | ER008.01.01
2"-113-LPDH-2311-AE3N | Pipe Line | Piping Line | ER008.01.01
2"-113-LPDH-2312-AE3N | Pipe Line | Piping Line | ER008.01.01
2"-113-LPDH-2313-AE3N | Pipe Line | Piping Line | ER008.01.01
2"-113-LPDH-2314-AE3N | Pipe Line | Piping Line | ER008.01.01
3"-113-LPDH-2316-AE3N | Pipe Line | Piping Line | ER008.01.01
3"-113-LPDH-2317-AE3N | Pipe Line | Piping Line | ER008.01.01
3"-113-LPDH-2318-AE3N | Pipe Line | Piping Line | ER008.01.01
2"-113-LPDH-2319-AE3N | Pipe Line | Piping Line | ER008.01.01
6"-113-LPDH-2320-AE3N | Pipe Line | Piping Line | ER008.01.01
3"-113-LPDH-2321-AE3N | Pipe Line | Piping Line | ER008.01.01
3"-113-LPDH-2322-AE3N | Pipe Line | Piping Line | ER008.01.01
4"-113-LPDH-2325-AE3N | Pipe Line | Piping Line | ER008.01.01
3"-113-LPDH-2326-AE3N | Pipe Line | Piping Line | ER008.01.01
4"-113-LPDH-2327-AE3N | Pipe Line | Piping Line | ER008.01.01
4"-113-LPDH-2328-AE3N | Pipe Line | Piping Line | ER008.01.01
8"-113-LPDH-2329-AE3N | Pipe Line | Piping Line | ER008.01.01
6"-113-LPDH-2330-AE3N | Pipe Line | Piping Line | ER008.01.01
2"-113-LPDH-2333-AE3N | Pipe Line | Piping Line | ER008.01.01
2"-113-LPDH-2334-AE3N | Pipe Line | Piping Line | ER008.01.01
3"-113-LPDH-2339-AE3N | Pipe Line | Piping Line | ER008.01.01
3"-113-LPDH-2340-AE3N | Pipe Line | Piping Line | ER008.01.01
6"-113-LPDN-2707-AE3N | Pipe Line | Piping Line | ER008.01.01
6"-113-LPDN-2711-AE3N | Pipe Line | Piping Line | ER008.01.01
6"-113-LPDN-2713-AE3N | Pipe Line | Piping Line | ER008.01.01
2"-113-LPDN-2716-AE3N | Pipe Line | Piping Line | ER008.01.01
2"-113-LPDN-2717-AE3N | Pipe Line | Piping Line | ER008.01.01
10"-113-LPDN-2755-AE3N | Pipe Line | Piping Line | ER008.01.01
10"-113-LPDN-2761-AE3N | Pipe Line | Piping Line | ER008.01.01
10"-113-LPDN-2766-AE3N | Pipe Line | Piping Line | ER008.01.01
6"-113-LPDN-2789-AE3N | Pipe Line | Piping Line | ER008.01.01
6"-113-LPDN-2790-AE3N | Pipe Line | Piping Line | ER008.01.01
12"-113-LPDN-2799-AE3N | Pipe Line | Piping Line | ER008.01.01
8"-113-LPDN-2815-AE3N | Pipe Line | Piping Line | ER008.01.01
2"-113-LPDN-2851-AC3H | Pipe Line | Piping Line | ER008.01.01
2"-113-LPDN-2852-AC3H | Pipe Line | Piping Line | ER008.01.01
2"-113-LPDN-2853-AC3H | Pipe Line | Piping Line | ER008.01.01
6"-113-LPDN-2855-AE3N | Pipe Line | Piping Line | ER008.01.01
6"-113-LPDN-2857-AE3N | Pipe Line | Piping Line | ER008.01.01
2"-113-LPDN-2858-AC3H | Pipe Line | Piping Line | ER008.01.01
6"-113-LPDN-2859-AE3N | Pipe Line | Piping Line | ER008.01.01
6"-113-LPDN-2861-AE3N | Pipe Line | Piping Line | ER008.01.01
2"-113-LPDN-2862-AE3N | Pipe Line | Piping Line | ER008.01.01
2"-113-LPDN-2863-AE3N | Pipe Line | Piping Line | ER008.01.01
3"-113-LPDN-2901-AE3N | Pipe Line | Piping Line | ER008.01.01
3"-113-LPDN-2902-AE3N | Pipe Line | Piping Line | ER008.01.01
3"-113-LPDN-2903-AE3N | Pipe Line | Piping Line | ER008.01.01
3"-113-LPDN-2904-AE3N | Pipe Line | Piping Line | ER008.01.01
3"-113-LPDN-2905-AE3N | Pipe Line | Piping Line | ER008.01.01
3"-113-LPDN-2906-AE3N | Pipe Line | Piping Line | ER008.01.01
2"-128-LPCZ-2699-AS3A | Pipe Line | Piping Line | PC002.02
3"-128-LPCZ-2700-AS3A | Pipe Line | Piping Line | PC002.02
3"-128-LPCZ-2701-AS3A | Pipe Line | Piping Line | PC002.02
3"-128-LPCZ-2702-AS3A | Pipe Line | Piping Line | PC002.02
2"-128-LPCZ-2727-KD3A | Pipe Line | Piping Line | PC002.02
2"-128-LPCZ-2728-KD3A | Pipe Line | Piping Line | PC002.02
2"-128-LPCZ-2729-KD3A | Pipe Line | Piping Line | PC002.02
2"-128-LPCZ-2730-KD3A | Pipe Line | Piping Line | PC002.02
2"-128-LPCZ-2733-GD3A | Pipe Line | Piping Line | PC002.02
3"-128-LPCZ-2808-AS3A | Pipe Line | Piping Line | PC002.02
2"-128-LPCZ-2809-AS3A | Pipe Line | Piping Line | PC002.02
2"-128-LPCZ-2810-AS3A | Pipe Line | Piping Line | PC002.02
3"-128-LPCZ-2813-AS3A | Pipe Line | Piping Line | PC002.02
3"-128-LPCZ-2814-AS3A | Pipe Line | Piping Line | PC002.02
3"-128-LPCZ-2815-AS3A | Pipe Line | Piping Line | PC002.02
2"-128-LPCZ-2816-AS3A | Pipe Line | Piping Line | PC002.02
3"-128-LPCZ-2817-AS3A | Pipe Line | Piping Line | PC002.02
3"-128-LPCZ-2819-AS3A | Pipe Line | Piping Line | PC002.02
2"-128-LPCZ-2820-AS3A | Pipe Line | Piping Line | PC002.02
2"-128-LPCZ-2821-AS3A | Pipe Line | Piping Line | PC002.02
3"-128-LPCZ-2823-AS3A | Pipe Line | Piping Line | PC002.02
3"-128-LPCZ-2825-AS3A | Pipe Line | Piping Line | PC002.02
3"-128-LPCZ-2826-AS3A | Pipe Line | Piping Line | PC002.02
2"-128-LPCZ-2828-AS3A | Pipe Line | Piping Line | PC002.02
2"-128-LPCZ-2829-AS3A | Pipe Line | Piping Line | PC002.02
2"-128-LPCZ-2833-KD3A | Pipe Line | Piping Line | PC002.02
2"-128-LPCZ-2839-KD3A | Pipe Line | Piping Line | PC002.02
8"-667-LPWS-2185-KX3J | Pipe Line | Piping Line | 0
8"-667-LPWS-2186-KX3J | Pipe Line | Piping Line | 0
8"-667-LPWS-2187-KX3J | Pipe Line | Piping Line | 0
8"-667-LPWS-2188-KX3J | Pipe Line | Piping Line | 0
8"-667-LPWS-2189-KX3J | Pipe Line | Piping Line | 0
8"-667-LPWS-2190-KX3J | Pipe Line | Piping Line | 0
8"-667-LPWS-2197-LX3J | Pipe Line | Piping Line | 0
2"-667-LPWS-2200-LX3J | Pipe Line | Piping Line | 0
2"-667-LPWS-2201-LX3J | Pipe Line | Piping Line | 0
2"-667-LPWS-2204-LX3J | Pipe Line | Piping Line | 0
2"-667-LPWS-2205-LX3J | Pipe Line | Piping Line | 0
8"-667-LPWS-2206-LX3J | Pipe Line | Piping Line | 0
8"-667-LPWS-2250-LX3J | Pipe Line | Piping Line | 0
4"-771-LPBH-2012-DS34 | Pipe Line | Piping Line | PC002.02
6"-771-LPBH-2073-AS34 | Pipe Line | Piping Line | PC002.02
4"-771-LPBH-2074-AS34 | Pipe Line | Piping Line | PC002.02
4"-771-LPBH-2098-AS34 | Pipe Line | Piping Line | PC002.02
4"-771-LPBH-2129-KY30 | Pipe Line | Piping Line | PC002.02
10"-771-LPBH-2135-KY30 | Pipe Line | Piping Line | PC002.02
6"-771-LPBH-2148-FD3A | Pipe Line | Piping Line | PC002.02
6"-771-LPBH-2163-FD3A | Pipe Line | Piping Line | PC002.02
6"-771-LPBH-2178-KY30 | Pipe Line | Piping Line | PC002.02
4"-771-LPBH-2179-KY30 | Pipe Line | Piping Line | PC002.02
2"-771-LPPL-2361-KL31 | Pipe Line | Piping Line | PC002.02
2"-771-LPPL-2377-DL31 | Pipe Line | Piping Line | PC002.02
3"-771-LPPL-2384-GS34 | Pipe Line | Piping Line | PC002.02
3"-771-LPPL-2395-ES30 | Pipe Line | Piping Line | PC002.02
2"-771-LPPL-2396-KL31 | Pipe Line | Piping Line | PC002.02
2"-771-LPPL-2397-GL31 | Pipe Line | Piping Line | PC002.02
3"-771-LPPL-2405-ES30 | Pipe Line | Piping Line | PC002.02
2"-771-LPPL-2406-DL31 | Pipe Line | Piping Line | PC002.02
3"-771-LPPL-2407-BS30 | Pipe Line | Piping Line | PC002.02
3"-771-LPPL-2408-GS34 | Pipe Line | Piping Line | PC002.02
2"-771-LPPL-2416-GL31 | Pipe Line | Piping Line | PC002.02
2"-771-LPPL-2435-KL31 | Pipe Line | Piping Line | PC002.02
2"-771-LPPL-2436-GL31 | Pipe Line | Piping Line | PC002.02
3"-771-LPPL-2456-ES30 | Pipe Line | Piping Line | PC002.02
2"-771-LPPL-2498-DL31 | Pipe Line | Piping Line | PC002.02
2"-771-LPPL-2499-DL31 | Pipe Line | Piping Line | PC002.02
2"-771-LPPL-2514-BL31 | Pipe Line | Piping Line | PC002.02
2"-771-LPPL-2529-BL31 | Pipe Line | Piping Line | PC002.02
2"-771-LPPL-2532-DD3A | Pipe Line | Piping Line | PC002.02
2"-771-LPPL-2549-BL31 | Pipe Line | Piping Line | PC002.02
2"-771-LPPL-2550-BL31 | Pipe Line | Piping Line | PC002.02
3"-771-LPPL-2565-ES30 | Pipe Line | Piping Line | PC002.02
3"-771-LPPL-2566-GS34 | Pipe Line | Piping Line | PC002.02
3"-771-LPPL-2569-BL31 | Pipe Line | Piping Line | PC002.02
3"-771-LPPL-2570-BL31 | Pipe Line | Piping Line | PC002.02
2"-771-LPPL-2598-GL31 | Pipe Line | Piping Line | PC002.02
2"-126-LPDN-1293-AG3A | Pipe Line | Piping Line | ER008.01.01
3"-771-LPPL-2614-AS30-ET | Pipe Line | Piping Line | PC002.02
2"-771-LPPL-2631-BD3A | Pipe Line | Piping Line | PC002.02
6"-775-LPBH-2780-KY30 | Pipe Line | Piping Line | PC002.02
12"-775-LPPG-2066-KD3A | Pipe Line | Piping Line | PC002.02
3"-775-LPPG-2147-KL32 | Pipe Line | Piping Line | PC002.02
8"-775-LPPG-2148-KD3A | Pipe Line | Piping Line | PC002.02
8"-775-LPPG-2151-KD3A | Pipe Line | Piping Line | PC002.02
8"-775-LPPG-2152-KL32 | Pipe Line | Piping Line | PC002.02
8"-775-LPPG-2153-KL32 | Pipe Line | Piping Line | PC002.02
8"-775-LPPG-2154-KX3J | Pipe Line | Piping Line | PC002.02
8"-775-LPPG-2155-KX3J | Pipe Line | Piping Line | PC002.02
8"-775-LPPG-2156-KX3J | Pipe Line | Piping Line | PC002.02
2"-775-LPPG-2157-KL32 | Pipe Line | Piping Line | PC002.02
3"-775-LPPG-2158-KL32 | Pipe Line | Piping Line | PC002.02
4"-775-LPPG-2159-KL32 | Pipe Line | Piping Line | PC002.02
8"-775-LPPG-2160-KD3A | Pipe Line | Piping Line | PC002.02
8"-775-LPPG-2161-KL32 | Pipe Line | Piping Line | PC002.02
3"-775-LPPG-2162-KL32 | Pipe Line | Piping Line | PC002.02
3"-775-LPPG-2163-KL32 | Pipe Line | Piping Line | PC002.02
2"-775-LPPG-2164-KL32 | Pipe Line | Piping Line | PC002.02
8"-775-LPPG-2165-KX3J | Pipe Line | Piping Line | PC002.02
2"-775-LPPG-2166-KL32 | Pipe Line | Piping Line | PC002.02
8"-775-LPPG-2169-KD3A | Pipe Line | Piping Line | PC002.02
8"-775-LPPG-2170-KD3A | Pipe Line | Piping Line | PC002.02
8"-775-LPPG-2174-KX3J | Pipe Line | Piping Line | PC002.02
2"-775-LPPG-2175-KL32 | Pipe Line | Piping Line | PC002.02
8"-775-LPPG-2178-KD3A | Pipe Line | Piping Line | PC002.02
8"-775-LPPG-2179-KX3J | Pipe Line | Piping Line | PC002.02
8"-775-LPPG-2181-KX3J | Pipe Line | Piping Line | PC002.02
2"-775-LPPG-2182-KL32 | Pipe Line | Piping Line | PC002.02
6"-776-LPBH-3003-BS34 | Pipe Line | Piping Line | PC002.02
1"-776-LPBH-3004-GL31 | Pipe Line | Piping Line | PC002.02
1"-776-LPBH-3005-GL31 | Pipe Line | Piping Line | PC002.02
2"-776-LPBH-3006-KL31 | Pipe Line | Piping Line | PC002.02
6"-776-LPBH-3009-AS34 | Pipe Line | Piping Line | PC002.02
6"-776-LPBH-3011-AS34 | Pipe Line | Piping Line | PC002.02
6"-776-LPBH-3013-AS34 | Pipe Line | Piping Line | PC002.02
6"-776-LPBH-3015-AS34 | Pipe Line | Piping Line | PC002.02
6"-776-LPBH-3017-AS34 | Pipe Line | Piping Line | PC002.02
6"-776-LPBH-3019-AS34 | Pipe Line | Piping Line | PC002.02
6"-776-LPBH-3021-AS34 | Pipe Line | Piping Line | PC002.02
6"-776-LPBH-3022-AS34 | Pipe Line | Piping Line | PC002.02
3"-776-LPBH-3060-AL31 | Pipe Line | Piping Line | PC002.02
3"-776-LPBH-3061-AL31 | Pipe Line | Piping Line | PC002.02
3"-776-LPBH-3062-AL31 | Pipe Line | Piping Line | PC002.02
3"-776-LPBH-3066-AL31 | Pipe Line | Piping Line | PC002.02
6"-776-LPBH-3067-AL31 | Pipe Line | Piping Line | PC002.02
6"-776-LPBH-3068-AL31 | Pipe Line | Piping Line | PC002.02
6"-776-LPBH-3069-AL31 | Pipe Line | Piping Line | PC002.02
14"-776-LPBH-3101-AS34 | Pipe Line | Piping Line | PC002.02
14"-776-LPBH-3102-AS34 | Pipe Line | Piping Line | PC002.02
20"-776-LPBH-3103-AL31 | Pipe Line | Piping Line | PC002.02
4"-776-LPBH-3104-AS34 | Pipe Line | Piping Line | PC002.02
4"-776-LPBH-3105-AS34 | Pipe Line | Piping Line | PC002.02
3"-776-LPBH-3106-BS34 | Pipe Line | Piping Line | PC002.02
4"-776-LPBH-3107-AS34 | Pipe Line | Piping Line | PC002.02
3"-776-LPBH-3108-BS34 | Pipe Line | Piping Line | PC002.02
4"-776-LPBH-3109-AS34 | Pipe Line | Piping Line | PC002.02
3"-776-LPBH-3110-BS34 | Pipe Line | Piping Line | PC002.02
3"-776-LPBL-2201-AL31 | Pipe Line | Piping Line | PC002.02
124-LPWP-1009-AD3A | Pipe Line | Piping Line | PC002.02
24"-662-LPPL-2276-BD3A-HC | Pipe Line | Piping Line | PC002.02
18"-662-LPPL-2296-BD3A-HC | Pipe Line | Piping Line | PC002.02
18"-662-LPPL-2297-BD3A-HC | Pipe Line | Piping Line | PC002.02
6"-662-LPPL-2319-AD3A | Pipe Line | Piping Line | PC002.02
16"-124-LPWP-2780-AD3A | Pipe Line | Piping Line | PC002.02
16"-124-LPWP-2781-AD3A | Pipe Line | Piping Line | PC002.02
16"-124-LPWP-2782-AD3A | Pipe Line | Piping Line | PC002.02
2"-124-LPWP-2785-AD3A | Pipe Line | Piping Line | PC002.02
2"-124-LPWP-2783-AD3A | Pipe Line | Piping Line | PC002.02
3"-776-LPBL-3203-AD3A | Pipe Line | Piping Line | PC002.02
4"-776-LPBL-3204-AL31 | Pipe Line | Piping Line | PC002.02
124-LPWP-1010-AD3A | Pipe Line | Piping Line | PC002.02
12"-663-LPPL-0018-AC5E | Pipe Line | Piping Line | PC002.02
12"-662-LPPL-2049-AC31 | Pipe Line | Piping Line | PC002.02
12"-662-LPPL-2050-AC31 | Pipe Line | Piping Line | PC002.02
2"-124-LPWP-2791-AD3A | Pipe Line | Piping Line | PC002.02
2"-124-LPWP-2789-AD3A | Pipe Line | Piping Line | PC002.02
3"-776-LPBL-3207-AD3A | Pipe Line | Piping Line | PC002.02
4"-776-LPBL-3208-AL31 | Pipe Line | Piping Line | PC002.02
124-LPWP-1011-AD3A | Pipe Line | Piping Line | PC002.02
16"-662-LPPL-2238-AC31 | Pipe Line | Piping Line | PC002.02
12"-662-LPPL-2239-AC31 | Pipe Line | Piping Line | PC002.02
12"-662-LPPL-2240-AC31 | Pipe Line | Piping Line | PC002.02
2"-124-LPWP-2797-AD3A | Pipe Line | Piping Line | PC002.02
2"-124-LPWP-2795-AD3A | Pipe Line | Piping Line | PC002.02
3"-776-LPBL-3210-AD3A | Pipe Line | Piping Line | PC002.02
2"-126-LPWI-1258-BX3A | Pipe Line | Piping Line | 0
1"-126-LPWI-1261-BX3A | Pipe Line | Piping Line | 0
2"-126-LPDN-1565-BX3A | Pipe Line | Piping Line | ER008.01.01
2"-126-LPDN-1566-BX3A | Pipe Line | Piping Line | ER008.01.01
1"-126-LPWI-1661-BX3A | Pipe Line | Piping Line | 0
1"-126-LPDN-1219-AX3A | Pipe Line | Piping Line | ER008.01.01
1"-126-LPWI-1662-BX3A | Pipe Line | Piping Line | 0
2"-126-LPWI-1283-BX3A | Pipe Line | Piping Line | 0
1"-126-LPWI-1285-BX3A | Pipe Line | Piping Line | 0
2"-126-LPDN-1567-BX3A | Pipe Line | Piping Line | ER008.01.01
2"-126-LPDN-1568-BX3A | Pipe Line | Piping Line | ER008.01.01
4"-331-LPWF-1131-AE3N | Pipe Line | Piping Line | PS008.01
6"-126-LPVA-1472-AG3A | Pipe Line | Piping Line | PC002.02
CC-249-CS-2 | Corrosion Circuit | Piping Line | PC002.02
CC-257-CS-1 | Corrosion Circuit | Piping Line | PC002.02
CC-259-CS-1 | Corrosion Circuit | Piping Line | PC002.02
CC-259-CS-2 | Corrosion Circuit | Piping Line | PC002.02
CC-263-CS-1 | Corrosion Circuit | Piping Line | PC002.02
CC-267-CS-1 | Corrosion Circuit | Piping Line | PC002.02
CC-267-CS-2 | Corrosion Circuit | Piping Line | PC002.02
CC-270-CS-1 | Corrosion Circuit | Piping Line | PC002.02
CC-270-CS-2 | Corrosion Circuit | Piping Line | PC002.02
CC-271-CS-1 | Corrosion Circuit | Piping Line | PC002.02
CC-323-DSS-1 | Corrosion Circuit | Piping Line | PC002.02
CC-721-DSS-1 | Corrosion Circuit | Piping Line | PC002.02
CC-721-DSS-4 | Corrosion Circuit | Piping Line | PC002.02
2"-110-LPGN-2007-AC3E | Pipe Line | Piping Line | IC004.01.03
2"-127-LPGN-0016-AS7J | Pipe Line | Piping Line | IC004.01.03
2"-110-LPGN-2008-AC3E | Pipe Line | Piping Line | IC004.01.03
3"-110-LPGN-2010-AC3E | Pipe Line | Piping Line | IC004.01.03
3"-110-LPGN-2011-AC3E | Pipe Line | Piping Line | IC004.01.03
3"-110-LPGN-2012-AC3E | Pipe Line | Piping Line | IC004.01.03
2"-127-LPGN-0024-AS7J | Pipe Line | Piping Line | IC004.01.03
2"-127-LPGN-0025-AS7J | Pipe Line | Piping Line | IC004.01.03
2"-110-LPGN-2013-AC3E | Pipe Line | Piping Line | IC004.01.03
2"-110-LPGN-2014-AC3E | Pipe Line | Piping Line | IC004.01.03
2"-110-LPGN-2015-AC3E | Pipe Line | Piping Line | IC004.01.03
1.5"-127-LPGN-0031-AS7J | Pipe Line | Piping Line | IC004.01.03
1.5"-127-LPGN-0032-AS7J | Pipe Line | Piping Line | IC004.01.03
2"-128-LPCZ-0007-AS3A | Pipe Line | Piping Line | PC002.02
14"-663-LPPL-0001-AC5E | Pipe Line | Piping Line | PC002.02
12"-663-LPPL-0002-AC5E | Pipe Line | Piping Line | PC002.02
14"-663-LPPL-0003-AC5E | Pipe Line | Piping Line | PC002.02
30"-663-LPPL-0004-AC5E | Pipe Line | Piping Line | PC002.02
2"-663-LPPL-0005-BC5E | Pipe Line | Piping Line | PC002.02
2"-663-LPPL-0006-AC5E | Pipe Line | Piping Line | PC002.02
3"-113-LPDH-2341-AE3N | Pipe Line | Piping Line | ER008.01.01
3"-113-LPDH-2342-AE3N | Pipe Line | Piping Line | ER008.01.01
4"-113-LPDC-2980-AD3A-PP | Pipe Line | Piping Line | ER008.01.01
3"-113-LPDH-2343-AE3N | Pipe Line | Piping Line | ER008.01.01
3"-113-LPDH-2344-AE3N | Pipe Line | Piping Line | ER008.01.01
3"-113-LPDH-2345-AE3N | Pipe Line | Piping Line | ER008.01.01
3"-113-LPDH-2346-AE3N | Pipe Line | Piping Line | ER008.01.01
2"-113-LPDC-2981-AD3A-PP | Pipe Line | Piping Line | ER008.01.01
3"-113-LPDH-2347-AE3N | Pipe Line | Piping Line | ER008.01.01
3"-113-LPDH-2348-AE3N | Pipe Line | Piping Line | ER008.01.01
4"-113-LPDH-2349-AE3N | Pipe Line | Piping Line | ER008.01.01
6"-113-LPDH-2350-AE3N | Pipe Line | Piping Line | ER008.01.01
2"-113-LPDH-2352-AE3N | Pipe Line | Piping Line | ER008.01.01
3"-113-LPDH-2360-AE3N | Pipe Line | Piping Line | ER008.01.01
3"-113-LPDH-2361-AE3N | Pipe Line | Piping Line | ER008.01.01
3"-113-LPDH-2362-AE3N | Pipe Line | Piping Line | ER008.01.01
3"-113-LPDH-2363-AE3N | Pipe Line | Piping Line | ER008.01.01
3"-113-LPDH-2364-AE3N | Pipe Line | Piping Line | ER008.01.01
8"-113-LPDH-2365-AE3N | Pipe Line | Piping Line | ER008.01.01
6"-113-LPDH-2366-AE3N | Pipe Line | Piping Line | ER008.01.01
2"-113-LPDH-2369-AE3N | Pipe Line | Piping Line | ER008.01.01
2"-113-LPDH-2370-AE3N | Pipe Line | Piping Line | ER008.01.01
3"-113-LPDH-2371-AE3N | Pipe Line | Piping Line | ER008.01.01
3"-113-LPDH-2372-AE3N | Pipe Line | Piping Line | ER008.01.01
3"-113-LPDH-2373-AE3N | Pipe Line | Piping Line | ER008.01.01
3"-113-LPDH-2374-AE3N | Pipe Line | Piping Line | ER008.01.01
3"-113-LPDH-2375-AE3N | Pipe Line | Piping Line | ER008.01.01
3"-113-LPDH-2376-AE3N | Pipe Line | Piping Line | ER008.01.01
3"-113-LPDN-2907-AE3N | Pipe Line | Piping Line | ER008.01.01
3"-113-LPDN-2909-AE3N | Pipe Line | Piping Line | ER008.01.01
3"-113-LPDN-2910-AE3N | Pipe Line | Piping Line | ER008.01.01
3"-113-LPDN-2911-AE3N | Pipe Line | Piping Line | ER008.01.01
3"-113-LPDN-2912-AE3N | Pipe Line | Piping Line | ER008.01.01
3"-113-LPDN-2913-AE3N | Pipe Line | Piping Line | ER008.01.01
4"-113-LPDN-2914-AE3N | Pipe Line | Piping Line | ER008.01.01
6"-113-LPDN-2915-AE3N | Pipe Line | Piping Line | ER008.01.01
2"-113-LPDN-2916-AE3N | Pipe Line | Piping Line | ER008.01.01
2"-113-LPDN-2917-AE3N | Pipe Line | Piping Line | ER008.01.01
4"-113-LPDN-2918-AE3N | Pipe Line | Piping Line | ER008.01.01
2"-113-LPDN-2919-AE3N | Pipe Line | Piping Line | ER008.01.01
6"-113-LPDN-2920-AE3N | Pipe Line | Piping Line | ER008.01.01
8"-113-LPDN-2921-AE3N | Pipe Line | Piping Line | ER008.01.01
2"-113-LPDN-2922-AE3N | Pipe Line | Piping Line | ER008.01.01
2"-113-LPDN-2923-AE3N | Pipe Line | Piping Line | ER008.01.01
2"-113-LPDN-2927-AE3N | Pipe Line | Piping Line | ER008.01.01
2"-113-LPDN-2928-AE3N | Pipe Line | Piping Line | ER008.01.01
2"-113-LPDN-2929-AE3N | Pipe Line | Piping Line | ER008.01.01
2"-113-LPDN-2930-AE3N | Pipe Line | Piping Line | ER008.01.01
2"-113-LPDN-2931-AE3N | Pipe Line | Piping Line | ER008.01.01
2"-113-LPDN-2932-AE3N | Pipe Line | Piping Line | ER008.01.01
4"-113-LPDN-2933-AE3N | Pipe Line | Piping Line | ER008.01.01
3"-113-LPDN-2934-AE3N | Pipe Line | Piping Line | ER008.01.01
3"-113-LPDN-2935-AE3N | Pipe Line | Piping Line | ER008.01.01
3"-113-LPDN-2936-AE3N | Pipe Line | Piping Line | ER008.01.01
3"-113-LPDN-2937-AE3N | Pipe Line | Piping Line | ER008.01.01
3"-113-LPDN-2938-AE3N | Pipe Line | Piping Line | ER008.01.01
6"-122-LPDN-2003-AX3A | Pipe Line | Piping Line | ER008.01.01
6"-122-LPDN-2013-AX3A | Pipe Line | Piping Line | ER008.01.01
6"-122-LPDN-2023-AX3A | Pipe Line | Piping Line | ER008.01.01
6"-122-LPDN-2033-AX3A | Pipe Line | Piping Line | ER008.01.01
16"-124-LPWP-2702-AD3A-PP | Pipe Line | Piping Line | PC002.02
10"-124-LPWP-2709-AD3A-PP | Pipe Line | Piping Line | PC002.02
1"-126-LPWI-2595-GX3A | Pipe Line | Piping Line | 0
2"-127-LPVA-2029-AS30 | Pipe Line | Piping Line | PC002.02
2"-127-LPVA-2030-AS30 | Pipe Line | Piping Line | PC002.02
2"-127-LPVA-2032-AS30 | Pipe Line | Piping Line | PC002.02
4"-127-LPVA-2035-AS3A-PP | Pipe Line | Piping Line | PC002.02
3"-127-LPVA-2039-AS30 | Pipe Line | Piping Line | PC002.02
2"-127-LPVA-2040-AS30 | Pipe Line | Piping Line | PC002.02
2"-127-LPVA-2050-AS30 | Pipe Line | Piping Line | PC002.02
2"-127-LPVA-2051-AS30 | Pipe Line | Piping Line | PC002.02
3"-127-LPVA-2052-AS30 | Pipe Line | Piping Line | PC002.02
4"-127-LPVA-2101-AS3A | Pipe Line | Piping Line | PC002.02
4"-127-LPVA-2102-AS3A | Pipe Line | Piping Line | PC002.02
4"-127-LPVA-2103-AS3A | Pipe Line | Piping Line | PC002.02
4"-127-LPVA-2104-AS3A | Pipe Line | Piping Line | PC002.02
2"-127-LPVA-2157-AS30 | Pipe Line | Piping Line | PC002.02
3"-127-LPVA-2201-AS30 | Pipe Line | Piping Line | PC002.02
2"-661-LPCE-2282-GD3A-PP | Pipe Line | Piping Line | PC002.02
2"-661-LPCE-2283-GD3A-PP | Pipe Line | Piping Line | PC002.02
2"-661-LPCE-2284-GD3A-PP | Pipe Line | Piping Line | PC002.02
2"-661-LPCE-2294-GD3A-PP | Pipe Line | Piping Line | PC002.02
2"-661-LPCE-2295-GD3A-PP | Pipe Line | Piping Line | PC002.02
2"-661-LPCE-2296-GD3A-PP | Pipe Line | Piping Line | PC002.02
2"-661-LPCE-2297-GD3A-PP | Pipe Line | Piping Line | PC002.02
2"-661-LPCE-2298-GD3A-PP | Pipe Line | Piping Line | PC002.02
2"-661-LPCE-2299-GD3A-PP | Pipe Line | Piping Line | PC002.02
2"-661-LPCE-2300-GD3A-PP | Pipe Line | Piping Line | PC002.02
2"-661-LPCE-2301-GD3A-PP | Pipe Line | Piping Line | PC002.02
2"-661-LPCE-2303-GD3A-PP | Pipe Line | Piping Line | PC002.02
2"-661-LPCE-2304-GD3A-PP | Pipe Line | Piping Line | PC002.02
2"-661-LPCE-2305-GD3A-PP | Pipe Line | Piping Line | PC002.02
2"-661-LPCE-2306-GD3A-PP | Pipe Line | Piping Line | PC002.02
2"-661-LPCE-2307-GD3A-PP | Pipe Line | Piping Line | PC002.02
2"-661-LPCE-2309-GD3A-PP | Pipe Line | Piping Line | PC002.02
2"-661-LPCE-2310-GD3A-PP | Pipe Line | Piping Line | PC002.02
2"-661-LPCE-2311-GD3A-PP | Pipe Line | Piping Line | PC002.02
2"-661-LPCE-2312-GD3A-PP | Pipe Line | Piping Line | PC002.02
2"-661-LPCE-2313-GD3A-PP | Pipe Line | Piping Line | PC002.02
2"-661-LPCE-2314-GD3A-PP | Pipe Line | Piping Line | PC002.02
2"-661-LPCE-2315-GD3A-PP | Pipe Line | Piping Line | PC002.02
2"-661-LPCE-2316-GD3A-PP | Pipe Line | Piping Line | PC002.02
8"-661-LPFL-2198-GD3A-PP | Pipe Line | Piping Line | PC002.02
8"-661-LPFL-2199-GD3A-PP | Pipe Line | Piping Line | PC002.02
10"-771-LPBH-2191-KY30 | Pipe Line | Piping Line | PC002.02
6"-771-LPBH-2223-AS34 | Pipe Line | Piping Line | PC002.02
4"-771-LPBH-2224-AS34 | Pipe Line | Piping Line | PC002.02
4"-771-LPBH-2225-AS34 | Pipe Line | Piping Line | PC002.02
6"-771-LPBH-2236-AS34 | Pipe Line | Piping Line | PC002.02
6"-771-LPBH-2276-AS34 | Pipe Line | Piping Line | PC002.02
6"-771-LPBH-2317-FD3A | Pipe Line | Piping Line | PC002.02
6"-771-LPBH-2362-AS34 | Pipe Line | Piping Line | PC002.02
6"-771-LPBH-2363-AS34 | Pipe Line | Piping Line | PC002.02
4"-771-LPBH-2364-AS34 | Pipe Line | Piping Line | PC002.02
4"-771-LPBH-2365-AS34 | Pipe Line | Piping Line | PC002.02
4"-771-LPBH-2389-KY30 | Pipe Line | Piping Line | PC002.02
6"-771-LPBH-2390-KY30 | Pipe Line | Piping Line | PC002.02
10"-771-LPBH-2391-KY30 | Pipe Line | Piping Line | PC002.02
6"-771-LPBH-2497-DS34 | Pipe Line | Piping Line | PC002.02
6"-771-LPBH-2536-DS34 | Pipe Line | Piping Line | PC002.02
6"-771-LPBH-2913-KY30 | Pipe Line | Piping Line | PC002.02
14"-771-LPBH-2962-DS34 | Pipe Line | Piping Line | PC002.02
16"-771-LPBH-2964-DS34 | Pipe Line | Piping Line | PC002.02
12"-771-LPBH-2968-DS34 | Pipe Line | Piping Line | PC002.02
10"-771-LPBH-2969-DS34 | Pipe Line | Piping Line | PC002.02
3"-771-LPBL-2328-AS30 | Pipe Line | Piping Line | PC002.02
3"-771-LPBL-2527-AS30 | Pipe Line | Piping Line | PC002.02
3"-771-LPBL-2528-AS30 | Pipe Line | Piping Line | PC002.02
3"-771-LPBL-2926-AS30 | Pipe Line | Piping Line | PC002.02
4"-113-LPDH-3239-AE3N | Pipe Line | Piping Line | ER008.01.01
4"-113-LPDH-3241-AE3N | Pipe Line | Piping Line | ER008.01.01
3"-113-LPDH-3243-AE3N | Pipe Line | Piping Line | ER008.01.01
2"-126-LPDN-1248-AG3A | Pipe Line | Piping Line | ER008.01.01
3"-771-LPPL-2647-AS30 | Pipe Line | Piping Line | PC002.02
12"-126-LPDN-1381-AG3A | Pipe Line | Piping Line | ER008.01.01
14"-126-LPDN-1649-AG3A | Pipe Line | Piping Line | ER008.01.01
3"-771-LPPL-2667-AS30-ET | Pipe Line | Piping Line | PC002.02
14"-126-LPDN-1362-AG3A | Pipe Line | Piping Line | ER008.01.01
3"-771-LPPL-2696-AS30 | Pipe Line | Piping Line | PC002.02
12"-126-LPDN-1382-AG3A | Pipe Line | Piping Line | ER008.01.01
2"-771-LPPL-2957-GD3A | Pipe Line | Piping Line | PC002.02
2"-771-LPPL-2958-KD3A | Pipe Line | Piping Line | PC002.02
3"-771-LPPL-2965-BD3A | Pipe Line | Piping Line | PC002.02
2"-771-LPPL-2966-BD3A | Pipe Line | Piping Line | PC002.02
3"-771-LPPL-2967-GS34 | Pipe Line | Piping Line | PC002.02
14"-126-LPDN-1363-AG3A | Pipe Line | Piping Line | ER008.01.01
3"-771-LPPL-2990-BS30-ET | Pipe Line | Piping Line | PC002.02
8"-775-LPPG-2183-KX3J | Pipe Line | Piping Line | PC002.02
2"-775-LPPG-2184-KL32 | Pipe Line | Piping Line | PC002.02
2"-775-LPPG-2186-KL32 | Pipe Line | Piping Line | PC002.02
8"-775-LPPG-2190-KX3J | Pipe Line | Piping Line | PC002.02
8"-775-LPPG-2192-KX3J | Pipe Line | Piping Line | PC002.02
8"-775-LPPG-2196-KD3A | Pipe Line | Piping Line | PC002.02
8"-775-LPPG-2201-KX3J | Pipe Line | Piping Line | PC002.02
2"-775-LPPG-2202-KL32 | Pipe Line | Piping Line | PC002.02
3"-775-LPPG-2203-KL32 | Pipe Line | Piping Line | PC002.02
4"-775-LPPG-2204-KL32 | Pipe Line | Piping Line | PC002.02
8"-775-LPPG-2205-KD3A | Pipe Line | Piping Line | PC002.02
8"-775-LPPG-2210-KX3J | Pipe Line | Piping Line | PC002.02
2"-775-LPPG-2212-KL32 | Pipe Line | Piping Line | PC002.02
4"-775-LPPG-2213-KL32 | Pipe Line | Piping Line | PC002.02
6"-775-LPPG-2216-KD3A | Pipe Line | Piping Line | PC002.02
10"-775-LPPG-2225-KL32 | Pipe Line | Piping Line | PC002.02
10"-775-LPPG-2226-KL32 | Pipe Line | Piping Line | PC002.02
10"-775-LPPG-2227-KL32 | Pipe Line | Piping Line | PC002.02
10"-775-LPPG-2228-KL32 | Pipe Line | Piping Line | PC002.02
10"-775-LPPG-2229-KL32 | Pipe Line | Piping Line | PC002.02
10"-775-LPPG-2230-KL32 | Pipe Line | Piping Line | PC002.02
10"-775-LPPG-2231-KL32 | Pipe Line | Piping Line | PC002.02
8"-775-LPPG-2232-KD3A | Pipe Line | Piping Line | PC002.02
8"-775-LPPG-2233-KD3A | Pipe Line | Piping Line | PC002.02
8"-775-LPPG-2234-KD3A | Pipe Line | Piping Line | PC002.02
8"-775-LPPG-2235-KD3A | Pipe Line | Piping Line | PC002.02
8"-775-LPPG-2236-KD3A | Pipe Line | Piping Line | PC002.02
8"-775-LPPG-2237-KD3A | Pipe Line | Piping Line | PC002.02
10"-776-LPBH-3119-AS34 | Pipe Line | Piping Line | PC002.02
4"-776-LPBH-3120-AS34 | Pipe Line | Piping Line | PC002.02
6"-776-LPBH-3122-AS34 | Pipe Line | Piping Line | PC002.02
6"-776-LPBH-3123-AS34 | Pipe Line | Piping Line | PC002.02
10"-776-LPBH-3124-AS34 | Pipe Line | Piping Line | PC002.02
10"-776-LPBH-3125-AS34 | Pipe Line | Piping Line | PC002.02
18"-776-LPBH-3128-AS3X | Pipe Line | Piping Line | PC002.02
3"-776-LPBH-3132-AS34 | Pipe Line | Piping Line | PC002.02
10"-776-LPBH-3133-AS34 | Pipe Line | Piping Line | PC002.02
12"-776-LPBH-3137-AS3X | Pipe Line | Piping Line | PC002.02
14"-776-LPBH-3138-AS34 | Pipe Line | Piping Line | PC002.02
2"-776-LPBH-3139-AS34 | Pipe Line | Piping Line | PC002.02
2"-776-LPBH-3140-AS34 | Pipe Line | Piping Line | PC002.02
4"-776-LPBH-3141-AS34 | Pipe Line | Piping Line | PC002.02
4"-776-LPBH-3142-AS34 | Pipe Line | Piping Line | PC002.02
3"-776-LPBH-3144-AL31 | Pipe Line | Piping Line | PC002.02
3"-776-LPBH-3145-AL31 | Pipe Line | Piping Line | PC002.02
6"-776-LPBH-3146-AS34 | Pipe Line | Piping Line | PC002.02
6"-776-LPBH-3147-AS34 | Pipe Line | Piping Line | PC002.02
4"-776-LPBH-3162-AS34 | Pipe Line | Piping Line | PC002.02
4"-776-LPBH-3163-AS34 | Pipe Line | Piping Line | PC002.02
20"-776-LPBL-2024-AC31 | Pipe Line | Piping Line | PC002.02
4"-776-LPBL-2038-AC31 | Pipe Line | Piping Line | PC002.02
6"-776-LPBL-2069-AC31 | Pipe Line | Piping Line | PC002.02
1.5"-776-LPBL-2081-AC31 | Pipe Line | Piping Line | PC002.02
0.75"-776-LPBL-2086-BC31 | Pipe Line | Piping Line | PC002.02
0.75"-776-LPBL-2087-DC31 | Pipe Line | Piping Line | PC002.02
0.75"-776-LPBL-2088-DC31 | Pipe Line | Piping Line | PC002.02
3"-776-LPBL-3211-AL31 | Pipe Line | Piping Line | PC002.02
124-LPWP-1012-AD3A | Pipe Line | Piping Line | PC002.02
12"-662-LPPL-2241-AC31 | Pipe Line | Piping Line | PC002.02
12"-662-LPPL-2242-AC31 | Pipe Line | Piping Line | PC002.02
16"-662-LPPL-2243-AC31 | Pipe Line | Piping Line | PC002.02
16"-662-LPPL-2247-AC31 | Pipe Line | Piping Line | PC002.02
12"-662-LPPL-2249-AC31 | Pipe Line | Piping Line | PC002.02
2"-113-LPDH-2812-AE3N | Pipe Line | Piping Line | ER008.01.01
2"-662-LPPL-2256-AC31-ET | Pipe Line | Piping Line | PC002.02
2"-662-LPPL-2257-AC31-ET | Pipe Line | Piping Line | PC002.02
4"-771-LPPL-2612-AS30 | Pipe Line | Piping Line | PC002.02
4"-771-LPPL-2644-BS30 | Pipe Line | Piping Line | PC002.02
4"-771-LPPL-2665-AS30 | Pipe Line | Piping Line | PC002.02
6"-113-LPDH-2806-AE3N | Pipe Line | Piping Line | ER008.01.01
4"-771-LPPL-2693-BS30 | Pipe Line | Piping Line | PC002.02
6"-771-LPPL-2633-AS30 | Pipe Line | Piping Line | PC002.02
6"-771-LPPL-2650-BS30 | Pipe Line | Piping Line | PC002.02
6"-771-LPPL-2682-AS30 | Pipe Line | Piping Line | PC002.02
6"-771-LPPL-2700-BS30 | Pipe Line | Piping Line | PC002.02
2"-771-LPPL-2091-BS30 | Pipe Line | Piping Line | PC002.02
2"-771-LPPL-2116-BS30 | Pipe Line | Piping Line | PC002.02
12"-776-LPBH-2799-AD3A | Pipe Line | Piping Line | PC002.02
3"-771-LPPL-2645-BS30 | Pipe Line | Piping Line | PC002.02
12"-776-LPBH-2802-AD3A | Pipe Line | Piping Line | PC002.02
2"-771-LPPL-2646-BS30 | Pipe Line | Piping Line | PC002.02
12"-776-LPBH-2804-AD3A | Pipe Line | Piping Line | PC002.02
0.5"-124-LPWP-3842-AD3A | Pipe Line | Piping Line | PC002.02
0.5"-124-LPWP-3843-AD3A | Pipe Line | Piping Line | PC002.02
2"-126-LPWI-1284-BX3A | Pipe Line | Piping Line | 0
1"-126-LPWI-1286-BX3A | Pipe Line | Piping Line | 0
2"-126-LPDN-1569-BX3A | Pipe Line | Piping Line | ER008.01.01
2"-126-LPDN-1570-BX3A | Pipe Line | Piping Line | ER008.01.01
8"-126-LPWI-1358-BX3A | Pipe Line | Piping Line | 0
8"-126-LPWI-1368-BX3A | Pipe Line | Piping Line | 0
16"-126-LPWI-1513-BX3A | Pipe Line | Piping Line | 0
8"-126-LPWI-1378-BX3A | Pipe Line | Piping Line | 0
12"-126-LPWI-1355-BX3A | Pipe Line | Piping Line | 0
12"-126-LPWI-1365-BX3A | Pipe Line | Piping Line | 0
12"-126-LPWI-1375-BX3A | Pipe Line | Piping Line | 0
2"-126-LPWI-1775-BX3A | Pipe Line | Piping Line | 0
12"-126-LPDN-1340-AX3A | Pipe Line | Piping Line | ER008.01.01
CC-901-CS-2 | Corrosion Circuit | Piping Line | 0
CC-901-CS-4 | Corrosion Circuit | Piping Line | 0
CC-BH1-CS-1 | Corrosion Circuit | Piping Line | PC002.02
CC-BH1-CS-4 | Corrosion Circuit | Piping Line | PC002.02
CC-BH1-DSS-1 | Corrosion Circuit | Piping Line | PC002.02
CC-BH1-ICCS-1 | Corrosion Circuit | Piping Line | PC002.02
CC-BH1-INCONEL 625-1 | Corrosion Circuit | Piping Line | PC002.02
CC-BH1-SS-1 | Corrosion Circuit | Piping Line | PC002.02
CC-BH1-SS-4 | Corrosion Circuit | Piping Line | PC002.02
CC-BH2-CS-1 | Corrosion Circuit | Piping Line | PC002.02
CC-BH2-CS-4 | Corrosion Circuit | Piping Line | PC002.02
CC-BH2-DSS-1 | Corrosion Circuit | Piping Line | PC002.02
CC-BH2-SS-1 | Corrosion Circuit | Piping Line | PC002.02
CC-BH3-CS-1 | Corrosion Circuit | Piping Line | PC002.02
CC-BH3-INCONEL 625-1 | Corrosion Circuit | Piping Line | PC002.02
CC-BH3-SS-1 | Corrosion Circuit | Piping Line | PC002.02
CC-BH4-CS-1 | Corrosion Circuit | Piping Line | PC002.02
CC-BH4-DSS-1 | Corrosion Circuit | Piping Line | PC002.02
CC-CD1-SS-1 | Corrosion Circuit | Piping Line | PC002.02
CC-CD3-DSS-1 | Corrosion Circuit | Piping Line | PC002.02
CC-CD3-SS-1 | Corrosion Circuit | Piping Line | PC002.02
CC-CE1-SS-1 | Corrosion Circuit | Piping Line | PC002.02
12"-663-LPPL-0007-AC5E | Pipe Line | Piping Line | PC002.02
12"-663-LPPL-0008-AC5E | Pipe Line | Piping Line | PC002.02
2"-663-LPPL-0009-AC5E | Pipe Line | Piping Line | PC002.02
2"-663-LPPL-0010-BC5E | Pipe Line | Piping Line | PC002.02
12"-663-LPPL-0012-AC5E | Pipe Line | Piping Line | PC002.02
12"-663-LPPL-0014-AC5E | Pipe Line | Piping Line | PC002.02
6"-663-LPPL-0015-AC5E | Pipe Line | Piping Line | PC002.02
6"-663-LPPL-0016-AC5E | Pipe Line | Piping Line | PC002.02
16"-663-LPPL-0017-AC5E | Pipe Line | Piping Line | PC002.02
16"-124-LPWP-2701-AD3A-PP | Pipe Line | Piping Line | PC002.02
2"-663-LPPL-0019-AC5E | Pipe Line | Piping Line | PC002.02
30"-664-LPPL-0001-AC5E | Pipe Line | Piping Line | PC002.02
16"-664-LPPL-0002-AC5E | Pipe Line | Piping Line | PC002.02
6"-664-LPPL-0003-AC5E | Pipe Line | Piping Line | PC002.02
30"-664-LPPL-0004-BC5E | Pipe Line | Piping Line | PC002.02
10"-664-LPPL-0005-BC5E | Pipe Line | Piping Line | PC002.02
24"-664-LPPL-0006-BC5E | Pipe Line | Piping Line | PC002.02
10"-664-LPPL-0007-BC5E | Pipe Line | Piping Line | PC002.02
10"-664-LPPL-0008-BC5E | Pipe Line | Piping Line | PC002.02
10"-664-LPPL-0009-BC5E | Pipe Line | Piping Line | PC002.02
24"-664-LPPL-0010-BC5E | Pipe Line | Piping Line | PC002.02
4"-664-LPPL-0011-BC5E | Pipe Line | Piping Line | PC002.02
2"-664-LPPL-0012-BC5E | Pipe Line | Piping Line | PC002.02
2"-664-LPPL-0013-BC5E | Pipe Line | Piping Line | PC002.02
30"-664-LPPL-0014-AC5E | Pipe Line | Piping Line | PC002.02
24"-664-LPPL-0015-BC5E | Pipe Line | Piping Line | PC002.02
24"-664-LPPL-0016-BC5E | Pipe Line | Piping Line | PC002.02
30"-664-LPPL-0017-AC5E | Pipe Line | Piping Line | PC002.02
3"-113-LPDH-2377-AE3N | Pipe Line | Piping Line | ER008.01.01
4"-113-LPDH-2378-AE3N | Pipe Line | Piping Line | ER008.01.01
4"-113-LPDH-2380-AE3N | Pipe Line | Piping Line | ER008.01.01
3"-113-LPDH-2382-AE3N | Pipe Line | Piping Line | ER008.01.01
2"-113-LPDH-2446-AE3N | Pipe Line | Piping Line | ER008.01.01
6"-113-LPDH-2476-AE3N | Pipe Line | Piping Line | ER008.01.01
6"-113-LPDH-2479-AE3N | Pipe Line | Piping Line | ER008.01.01
3"-113-LPDH-2481-AE3N | Pipe Line | Piping Line | ER008.01.01
3"-113-LPDH-2482-AE3N | Pipe Line | Piping Line | ER008.01.01
6"-113-LPDH-2483-AE3N | Pipe Line | Piping Line | ER008.01.01
3"-113-LPDH-2487-AE3N | Pipe Line | Piping Line | ER008.01.01
3"-113-LPDH-2488-AE3N | Pipe Line | Piping Line | ER008.01.01
3"-113-LPDH-2489-AE3N | Pipe Line | Piping Line | ER008.01.01
3"-113-LPDH-2490-AE3N | Pipe Line | Piping Line | ER008.01.01
3"-113-LPDH-2491-AE3N | Pipe Line | Piping Line | ER008.01.01
3"-113-LPDH-2492-AE3N | Pipe Line | Piping Line | ER008.01.01
2"-113-LPDH-2493-AE3N | Pipe Line | Piping Line | ER008.01.01
2"-113-LPDH-2494-AE3N | Pipe Line | Piping Line | ER008.01.01
2"-113-LPDH-2495-AE3N | Pipe Line | Piping Line | ER008.01.01
3"-113-LPDH-2497-AE3N | Pipe Line | Piping Line | ER008.01.01
3"-113-LPDH-2498-AE3N | Pipe Line | Piping Line | ER008.01.01
2"-113-LPDH-2499-AE3N | Pipe Line | Piping Line | ER008.01.01
4"-113-LPDH-2500-AE3N | Pipe Line | Piping Line | ER008.01.01
2"-113-LPDH-2507-AE3N | Pipe Line | Piping Line | ER008.01.01
2"-113-LPDH-2508-AE3N | Pipe Line | Piping Line | ER008.01.01
3"-113-LPDH-2553-AE3N | Pipe Line | Piping Line | ER008.01.01
0.5"-113-LPDH-2561-AE3N | Pipe Line | Piping Line | ER008.01.01
0.5"-113-LPDH-2562-AE7N | Pipe Line | Piping Line | ER008.01.01
3"-113-LPDN-2939-AE3N | Pipe Line | Piping Line | ER008.01.01
3"-113-LPDN-2940-AE3N | Pipe Line | Piping Line | ER008.01.01
3"-113-LPDN-2941-AE3N | Pipe Line | Piping Line | ER008.01.01
12"-113-LPDN-2965-AE3N | Pipe Line | Piping Line | ER008.01.01
12"-113-LPDN-2966-AE3N | Pipe Line | Piping Line | ER008.01.01
3"-113-LPDN-3234-AE3N | Pipe Line | Piping Line | ER008.01.01
6"-113-LPDN-3238-AE3N | Pipe Line | Piping Line | ER008.01.01
6"-113-LPDN-3611-AE3N | Pipe Line | Piping Line | ER008.01.01
4"-113-LPDN-3813-AE3N | Pipe Line | Piping Line | ER008.01.01
4"-116-LPFL-2003-AC3E | Pipe Line | Piping Line | PC002.02
3"-116-LPFL-2004-AS30 | Pipe Line | Piping Line | PC002.02
2"-116-LPFL-2005-DC3E | Pipe Line | Piping Line | PC002.02
2"-116-LPFL-2006-AC3E | Pipe Line | Piping Line | PC002.02
2"-116-LPFL-2007-DS30 | Pipe Line | Piping Line | PC002.02
2"-116-LPFL-2008-AC3E | Pipe Line | Piping Line | PC002.02
2"-116-LPFL-2009-AC3E | Pipe Line | Piping Line | PC002.02
3"-116-LPFL-2014-AS30 | Pipe Line | Piping Line | PC002.02
2"-116-LPFL-2015-DC3E | Pipe Line | Piping Line | PC002.02
3"-116-LPFL-2016-AC3E | Pipe Line | Piping Line | PC002.02
2"-116-LPFL-2017-DS30 | Pipe Line | Piping Line | PC002.02
2"-116-LPFL-2018-AC3E | Pipe Line | Piping Line | PC002.02
2"-116-LPFL-2019-AC3E | Pipe Line | Piping Line | PC002.02
4"-116-LPFL-2021-AS30 | Pipe Line | Piping Line | PC002.02
4"-116-LPFL-2022-AS30 | Pipe Line | Piping Line | PC002.02
4"-116-LPFL-2023-AC3E | Pipe Line | Piping Line | PC002.02
4"-116-LPFL-2053-AC3E | Pipe Line | Piping Line | PC002.02
3"-116-LPFL-2054-AS30 | Pipe Line | Piping Line | PC002.02
2"-116-LPFL-2055-DC3E | Pipe Line | Piping Line | PC002.02
2"-116-LPFL-2056-AC3E | Pipe Line | Piping Line | PC002.02
2"-127-LPVA-2202-AS30 | Pipe Line | Piping Line | PC002.02
2"-127-LPVA-2203-AS30 | Pipe Line | Piping Line | PC002.02
3"-127-LPVA-2205-AS3A-PP | Pipe Line | Piping Line | PC002.02
6"-127-LPVA-2206-AS3A | Pipe Line | Piping Line | PC002.02
6"-127-LPVA-2207-AS3A | Pipe Line | Piping Line | PC002.02
2"-127-LPVA-2208-DS30 | Pipe Line | Piping Line | PC002.02
2"-127-LPVA-2209-AS30 | Pipe Line | Piping Line | PC002.02
0.75"-127-LPVA-2210-AS30 | Pipe Line | Piping Line | PC002.02
3"-127-LPVA-2211-AS30 | Pipe Line | Piping Line | PC002.02
2"-127-LPVA-2212-AS30 | Pipe Line | Piping Line | PC002.02
2"-127-LPVA-2213-AS30 | Pipe Line | Piping Line | PC002.02
3"-127-LPVA-2215-AS3A-PP | Pipe Line | Piping Line | PC002.02
6"-127-LPVA-2216-AS3A | Pipe Line | Piping Line | PC002.02
6"-127-LPVA-2217-AS3A | Pipe Line | Piping Line | PC002.02
2"-127-LPVA-2218-DS30 | Pipe Line | Piping Line | PC002.02
2"-127-LPVA-2219-AS30 | Pipe Line | Piping Line | PC002.02
0.75"-127-LPVA-2220-AS30 | Pipe Line | Piping Line | PC002.02
3"-127-LPVA-2221-AS30 | Pipe Line | Piping Line | PC002.02
2"-127-LPVA-2222-AS30 | Pipe Line | Piping Line | PC002.02
2"-127-LPVA-2223-AS30 | Pipe Line | Piping Line | PC002.02
3"-127-LPVA-2225-AS3A-PP | Pipe Line | Piping Line | PC002.02
6"-127-LPVA-2226-AS3A | Pipe Line | Piping Line | PC002.02
6"-127-LPVA-2227-AS3A | Pipe Line | Piping Line | PC002.02
2"-127-LPVA-2228-DS30 | Pipe Line | Piping Line | PC002.02
2"-127-LPVA-2229-AS30 | Pipe Line | Piping Line | PC002.02
0.75"-127-LPVA-2230-AS30 | Pipe Line | Piping Line | PC002.02
3"-127-LPVA-2231-AS30 | Pipe Line | Piping Line | PC002.02
2"-127-LPVA-2232-AS30 | Pipe Line | Piping Line | PC002.02
8"-661-LPFL-2230-GD3A-PP | Pipe Line | Piping Line | PC002.02
8"-661-LPFL-2231-GD3A-PP | Pipe Line | Piping Line | PC002.02
8"-661-LPFL-2232-GD3A-PP | Pipe Line | Piping Line | PC002.02
8"-661-LPFL-2235-GD3A-PP | Pipe Line | Piping Line | PC002.02
8"-661-LPFL-2236-GD3A-PP | Pipe Line | Piping Line | PC002.02
8"-661-LPFL-2239-GD3A-PP | Pipe Line | Piping Line | PC002.02
8"-661-LPFL-2240-GD3A-PP | Pipe Line | Piping Line | PC002.02
8"-661-LPFL-2243-GD3A-PP | Pipe Line | Piping Line | PC002.02
8"-661-LPFL-2244-GD3A-PP | Pipe Line | Piping Line | PC002.02
8"-661-LPFL-2247-GD3A-PP | Pipe Line | Piping Line | PC002.02
8"-661-LPPG-2261-GD3A | Pipe Line | Piping Line | PC002.02
1"-661-LPPL-2343-DD3A | Pipe Line | Piping Line | PC002.02
10"-661-LPPM-2000-GL8M | Pipe Line | Piping Line | PC002.02
10"-661-LPPM-2001-GD3A-PP | Pipe Line | Piping Line | PC002.02
12"-661-LPPM-2002-GD3A-PP | Pipe Line | Piping Line | PC002.02
6"-661-LPPM-2249-GD3A | Pipe Line | Piping Line | PC002.02
12"-661-LPPM-2004-GD3A-PP | Pipe Line | Piping Line | PC002.02
10"-661-LPPM-2007-GL8M | Pipe Line | Piping Line | PC002.02
10"-661-LPPM-2008-GD3A-PP | Pipe Line | Piping Line | PC002.02
12"-661-LPPM-2009-GD3A-PP | Pipe Line | Piping Line | PC002.02
6"-661-LPPM-2250-GD3A | Pipe Line | Piping Line | PC002.02
12"-661-LPPM-2011-GD3A-PP | Pipe Line | Piping Line | PC002.02
16"-661-LPPM-2012-GD3A | Pipe Line | Piping Line | PC002.02
10"-661-LPPM-2016-GD3A-PP | Pipe Line | Piping Line | PC002.02
10"-661-LPPM-2019-GL8M | Pipe Line | Piping Line | PC002.02
10"-661-LPPM-2020-GL8M | Pipe Line | Piping Line | PC002.02
10"-661-LPPM-2021-GD3A-PP | Pipe Line | Piping Line | PC002.02
12"-661-LPPM-2022-GD3A-PP | Pipe Line | Piping Line | PC002.02
6"-113-LPDH-2805-AE3N | Pipe Line | Piping Line | ER008.01.01
1.5"-117-LPOL-2052-BS3A | Pipe Line | Piping Line | 0
1.5"-117-LPOL-2054-BS3A | Pipe Line | Piping Line | 0
1.5"-117-LPOL-2056-BS3A | Pipe Line | Piping Line | 0
1.5"-117-LPOL-2058-BS3A | Pipe Line | Piping Line | 0
1.5"-117-LPOL-2051-BS3A | Pipe Line | Piping Line | 0
1.5"-117-LPOL-2053-BS3A | Pipe Line | Piping Line | 0
16"-772-LPPC-2253-BL31 | Pipe Line | Piping Line | PC002.02
3"-771-LPPC-2454-BL31 | Pipe Line | Piping Line | PC002.02
20"-772-LPPC-2265-BL31 | Pipe Line | Piping Line | PC002.02
6"-771-LPPC-2458-BL31 | Pipe Line | Piping Line | PC002.02
16"-771-LPPC-2460-BL31-PP | Pipe Line | Piping Line | PC002.02
20"-772-LPPC-2754-BL31 | Pipe Line | Piping Line | PC002.02
20"-771-LPPC-2464-BL31 | Pipe Line | Piping Line | PC002.02
20"-772-LPPC-2755-BL31 | Pipe Line | Piping Line | PC002.02
20"-771-LPPC-2452-BL31 | Pipe Line | Piping Line | PC002.02
10"-771-LPPC-2467-DL31-PP | Pipe Line | Piping Line | PC002.02
10"-771-LPPC-2468-DL31-PP | Pipe Line | Piping Line | PC002.02
10"-771-LPPC-2469-DL32-PP | Pipe Line | Piping Line | PC002.02
4"-771-LPPC-2470-BL31 | Pipe Line | Piping Line | PC002.02
20"-771-LPPC-2455-BL31 | Pipe Line | Piping Line | PC002.02
20"-771-LPPC-2483-BL31 | Pipe Line | Piping Line | PC002.02
2"-771-LPPC-2473-DL32 | Pipe Line | Piping Line | PC002.02
20"-771-LPPC-2484-BL31 | Pipe Line | Piping Line | PC002.02
14"-771-LPPC-2479-DL32 | Pipe Line | Piping Line | PC002.02
16"-771-LPPC-2463-BL31 | Pipe Line | Piping Line | PC002.02
2"-771-LPPL-3000-KL31 | Pipe Line | Piping Line | PC002.02
2"-771-LPPL-3001-KL31 | Pipe Line | Piping Line | PC002.02
2"-771-LPPL-3002-GL31 | Pipe Line | Piping Line | PC002.02
2"-771-LPPL-3003-GL31 | Pipe Line | Piping Line | PC002.02
2"-771-LPPL-3004-GL31 | Pipe Line | Piping Line | PC002.02
2"-771-LPPL-3005-GL31 | Pipe Line | Piping Line | PC002.02
2"-771-LPPL-3006-GL31 | Pipe Line | Piping Line | PC002.02
2"-771-LPPL-3007-GS34 | Pipe Line | Piping Line | PC002.02
2"-771-LPPL-3008-GS34 | Pipe Line | Piping Line | PC002.02
2"-771-LPPL-3009-GS34 | Pipe Line | Piping Line | PC002.02
3"-772-LPBH-2032-DS34 | Pipe Line | Piping Line | PC002.02
6"-772-LPBH-2081-DS34 | Pipe Line | Piping Line | PC002.02
8"-772-LPBH-2082-DS34 | Pipe Line | Piping Line | PC002.02
8"-772-LPBH-2084-DS34 | Pipe Line | Piping Line | PC002.02
8"-772-LPBH-2086-DS34 | Pipe Line | Piping Line | PC002.02
10"-772-LPBH-2088-DS34 | Pipe Line | Piping Line | PC002.02
3"-772-LPBH-2089-DS34 | Pipe Line | Piping Line | PC002.02
6"-772-LPBH-2187-DS34 | Pipe Line | Piping Line | PC002.02
3"-772-LPBH-2271-DL31 | Pipe Line | Piping Line | PC002.02
2"-772-LPBH-2272-DL31 | Pipe Line | Piping Line | PC002.02
3"-772-LPBH-2273-DL31 | Pipe Line | Piping Line | PC002.02
2"-772-LPBH-2274-DL31 | Pipe Line | Piping Line | PC002.02
2"-772-LPBH-2279-DL31 | Pipe Line | Piping Line | PC002.02
3"-772-LPBH-2761-DS34 | Pipe Line | Piping Line | PC002.02
3"-772-LPBH-2762-DS34 | Pipe Line | Piping Line | PC002.02
4"-772-LPBH-2818-DS34 | Pipe Line | Piping Line | PC002.02
3"-772-LPBH-2819-DS34 | Pipe Line | Piping Line | PC002.02
2"-772-LPBH-2821-DS34 | Pipe Line | Piping Line | PC002.02
2"-772-LPBH-2822-DS34 | Pipe Line | Piping Line | PC002.02
8"-775-LPPG-2238-KD3A | Pipe Line | Piping Line | PC002.02
2"-775-LPPG-2242-KL32 | Pipe Line | Piping Line | PC002.02
3"-775-LPPG-2244-KL32 | Pipe Line | Piping Line | PC002.02
8"-775-LPPG-2245-KL32 | Pipe Line | Piping Line | PC002.02
10"-775-LPPG-2247-KL32 | Pipe Line | Piping Line | PC002.02
8"-775-LPPG-2248-KD3A | Pipe Line | Piping Line | PC002.02
8"-775-LPPG-2249-KL32 | Pipe Line | Piping Line | PC002.02
3"-775-LPPG-2250-KL32 | Pipe Line | Piping Line | PC002.02
3"-775-LPPG-2252-KL32 | Pipe Line | Piping Line | PC002.02
14"-775-LPPG-2255-KD3A | Pipe Line | Piping Line | PC002.02
4"-775-LPPG-2261-KL32 | Pipe Line | Piping Line | PC002.02
4"-775-LPPG-2262-KL32 | Pipe Line | Piping Line | PC002.02
4"-775-LPPG-2263-KL32 | Pipe Line | Piping Line | PC002.02
4"-775-LPPG-2264-KL32 | Pipe Line | Piping Line | PC002.02
4"-775-LPPG-2265-KL32 | Pipe Line | Piping Line | PC002.02
4"-775-LPPG-2266-KL32 | Pipe Line | Piping Line | PC002.02
4"-775-LPPG-2267-KL32 | Pipe Line | Piping Line | PC002.02
4"-775-LPPG-2268-KL32 | Pipe Line | Piping Line | PC002.02
6"-775-LPPG-2271-KL32 | Pipe Line | Piping Line | PC002.02
6"-775-LPPG-2272-KL32 | Pipe Line | Piping Line | PC002.02
2"-775-LPPG-2273-KL32 | Pipe Line | Piping Line | PC002.02
4"-775-LPPG-2275-KL32 | Pipe Line | Piping Line | PC002.02
2"-775-LPPG-2276-KL32 | Pipe Line | Piping Line | PC002.02
2"-775-LPPG-2277-KL32 | Pipe Line | Piping Line | PC002.02
2"-775-LPPG-2278-KL32 | Pipe Line | Piping Line | PC002.02
4"-775-LPPG-2280-KD3A | Pipe Line | Piping Line | PC002.02
8"-775-LPPG-2282-KL32 | Pipe Line | Piping Line | PC002.02
8"-775-LPPG-2283-KX3J | Pipe Line | Piping Line | PC002.02
4"-775-LPPG-2284-KL32 | Pipe Line | Piping Line | PC002.02
2"-776-LPBL-2116-AC31 | Pipe Line | Piping Line | PC002.02
4"-776-LPBL-2123-AS34 | Pipe Line | Piping Line | PC002.02
8"-776-LPBL-2128-AC31 | Pipe Line | Piping Line | PC002.02
8"-776-LPBL-2133-AC31 | Pipe Line | Piping Line | PC002.02
3"-776-LPBL-2156-AC31 | Pipe Line | Piping Line | PC002.02
3"-776-LPBL-2166-AC31 | Pipe Line | Piping Line | PC002.02
3"-776-LPBL-2168-AS30 | Pipe Line | Piping Line | PC002.02
3"-776-LPBL-2169-AS30 | Pipe Line | Piping Line | PC002.02
3"-776-LPBL-2170-AC31 | Pipe Line | Piping Line | PC002.02
4"-776-LPBL-2178-AS34 | Pipe Line | Piping Line | PC002.02
2"-776-LPBL-2195-AC31 | Pipe Line | Piping Line | PC002.02
3"-776-LPBL-2196-AS30 | Pipe Line | Piping Line | PC002.02
3"-776-LPBL-2197-AS30 | Pipe Line | Piping Line | PC002.02
3"-776-LPBL-2203-AS30 | Pipe Line | Piping Line | PC002.02
3"-776-LPBL-2204-AS30 | Pipe Line | Piping Line | PC002.02
3"-776-LPBL-2205-AC31 | Pipe Line | Piping Line | PC002.02
4"-776-LPBL-2219-AS34 | Pipe Line | Piping Line | PC002.02
3"-776-LPBL-2227-AS30 | Pipe Line | Piping Line | PC002.02
2"-776-LPBL-2237-AC31 | Pipe Line | Piping Line | PC002.02
3"-776-LPBL-2240-AS30 | Pipe Line | Piping Line | PC002.02
2"-776-LPBL-2242-AS30 | Pipe Line | Piping Line | PC002.02
0.75"-776-LPBL-2243-EC31 | Pipe Line | Piping Line | PC002.02
0.75"-776-LPBL-2244-BC31 | Pipe Line | Piping Line | PC002.02
0.75"-776-LPBL-2245-GS34 | Pipe Line | Piping Line | PC002.02
0.75"-776-LPBL-2246-BC31 | Pipe Line | Piping Line | PC002.02
0.75"-776-LPBL-2247-EC31 | Pipe Line | Piping Line | PC002.02
0.75"-776-LPBL-2248-GS34 | Pipe Line | Piping Line | PC002.02
2"-776-LPBL-2251-AC31 | Pipe Line | Piping Line | PC002.02
6"-126-LPWI-1431-DX3A | Pipe Line | Piping Line | 0
12"-126-LPDN-1343-AX3A | Pipe Line | Piping Line | ER008.01.01
12"-126-LPWI-1335-BX3A | Pipe Line | Piping Line | 0
12"-126-LPWI-1336-BX3A | Pipe Line | Piping Line | 0
12"-126-LPDN-1346-AX3A | Pipe Line | Piping Line | ER008.01.01
12"-126-LPWI-1337-BX3A | Pipe Line | Piping Line | 0
12"-126-LPWI-1648-BX3A | Pipe Line | Piping Line | 0
6"-126-LPWI-1783-AX3A | Pipe Line | Piping Line | 0
24"-126-LPWI-1251-BX3A | Pipe Line | Piping Line | 0
12"-126-LPWI-1253-BX3A | Pipe Line | Piping Line | 0
12"-126-LPWI-1255-BX3A | Pipe Line | Piping Line | 0
CC-CE3-DSS-1 | Corrosion Circuit | Piping Line | PC002.02
CC-CE3-SS-1 | Corrosion Circuit | Piping Line | PC002.02
CC-CG1-CS-1 | Corrosion Circuit | Piping Line | PC002.02
CC-CG1-SS-1 | Corrosion Circuit | Piping Line | PC002.02
CC-CG3-CS-1 | Corrosion Circuit | Piping Line | PC002.02
CC-CG3-SS-1 | Corrosion Circuit | Piping Line | PC002.02
CC-DC1-CS-1 | Corrosion Circuit | Piping Line | ER008.01.01
CC-DC1-DSS-1 | Corrosion Circuit | Piping Line | ER008.01.01
CC-DC1-GCS-1 | Corrosion Circuit | Piping Line | ER008.01.01
CC-DC1-SDSS-1 | Corrosion Circuit | Piping Line | ER008.01.01
CC-DC1-SS-1 | Corrosion Circuit | Piping Line | ER008.01.01
CC-DC2-CS-1 | Corrosion Circuit | Piping Line | ER008.01.01
CC-DC2-DSS-1 | Corrosion Circuit | Piping Line | ER008.01.01
CC-DC2-DSS-2 | Corrosion Circuit | Piping Line | ER008.01.01
CC-DC2-GCS-1 | Corrosion Circuit | Piping Line | ER008.01.01
CC-DC3-SS-1 | Corrosion Circuit | Piping Line | ER008.01.01
CC-DN1-CS-1 | Corrosion Circuit | Piping Line | ER008.01.01
CC-DN1-GCS-1 | Corrosion Circuit | Piping Line | ER008.01.01
CC-DN1-GRP-1 | Corrosion Circuit | Piping Line | ER008.01.01
CC-DN1-SS-2 | Corrosion Circuit | Piping Line | ER008.01.01
CC-DN2-GCS-1 | Corrosion Circuit | Piping Line | ER008.01.01
CC-DN2-SS-1 | Corrosion Circuit | Piping Line | ER008.01.01
CC-DN3-SDSS-1 | Corrosion Circuit | Piping Line | ER008.01.01
CC-DN3-SS-1 | Corrosion Circuit | Piping Line | ER008.01.01
CC-FG1-CS-2 | Corrosion Circuit | Piping Line | PC002.02
CC-FG1-SDSS-1 | Corrosion Circuit | Piping Line | PC002.02
CC-FG1-SS-1 | Corrosion Circuit | Piping Line | PC002.02
CC-FG2-DSS-1 | Corrosion Circuit | Piping Line | PC002.02
CC-FG3-CS-1 | Corrosion Circuit | Piping Line | PC002.02
CC-FG3-CS-2 | Corrosion Circuit | Piping Line | PC002.02
664-LPPL-0018-BC5E | Pipe Line | Piping Line | PC002.02
664-LPPL-0019-BC5E | Pipe Line | Piping Line | PC002.02
2"-110-LPGN-2016-AC3E | Pipe Line | Piping Line | IC004.01.03
4"-110-LPGN-2017-AC3E | Pipe Line | Piping Line | IC004.01.03
3"-110-LPGN-2018-AC3E | Pipe Line | Piping Line | IC004.01.03
2"-110-LPGN-2020-AC3E | Pipe Line | Piping Line | IC004.01.03
2"-110-LPGN-2021-AC31 | Pipe Line | Piping Line | IC004.01.03
2"-110-LPGN-2022-AC3E | Pipe Line | Piping Line | IC004.01.03
2"-110-LPGN-2023-AC3E | Pipe Line | Piping Line | IC004.01.03
4"-110-LPGN-2024-AC3E | Pipe Line | Piping Line | IC004.01.03
2"-110-LPGN-2025-AC3E | Pipe Line | Piping Line | IC004.01.03
1"-110-LPGN-2026-AC3E | Pipe Line | Piping Line | IC004.01.03
2"-110-LPGN-2027-AC3E | Pipe Line | Piping Line | IC004.01.03
2"-110-LPGN-2028-AC3E | Pipe Line | Piping Line | IC004.01.03
2"-110-LPGN-2029-AC31 | Pipe Line | Piping Line | IC004.01.03
2"-110-LPGN-2051-AC3E | Pipe Line | Piping Line | IC004.01.03
2"-110-LPGN-2101-AC3E | Pipe Line | Piping Line | IC004.01.03
2"-110-LPGN-2102-AC3E | Pipe Line | Piping Line | IC004.01.03
2"-110-LPGN-2103-AC3E | Pipe Line | Piping Line | IC004.01.03
2"-110-LPGN-2106-AC31 | Pipe Line | Piping Line | IC004.01.03
2"-110-LPGN-2130-AC3E | Pipe Line | Piping Line | IC004.01.03
2"-110-LPGN-2151-AC3E | Pipe Line | Piping Line | IC004.01.03
2"-110-LPGN-2237-AC3E | Pipe Line | Piping Line | IC004.01.03
2"-110-LPGN-2251-AC3E | Pipe Line | Piping Line | IC004.01.03
2"-110-LPGN-2252-AC3E | Pipe Line | Piping Line | IC004.01.03
2"-110-LPGN-2254-AC3E | Pipe Line | Piping Line | IC004.01.03
3"-110-LPGN-2255-AC3E | Pipe Line | Piping Line | IC004.01.03
2"-110-LPGN-2258-AC3E | Pipe Line | Piping Line | IC004.01.03
3"-110-LPGN-2301-AC3E | Pipe Line | Piping Line | IC004.01.03
3"-113-LPDH-2563-AE3N | Pipe Line | Piping Line | ER008.01.01
3"-113-LPDH-2564-AE3N | Pipe Line | Piping Line | ER008.01.01
0.5"-113-LPDH-2567-AE3N | Pipe Line | Piping Line | ER008.01.01
2"-113-LPDH-2580-AE3N | Pipe Line | Piping Line | ER008.01.01
2"-113-LPDH-2581-AE3N | Pipe Line | Piping Line | ER008.01.01
3"-113-LPDH-2582-AE3N | Pipe Line | Piping Line | ER008.01.01
2"-113-LPDH-2584-AE3N | Pipe Line | Piping Line | ER008.01.01
3"-113-LPDH-2585-AE3N | Pipe Line | Piping Line | ER008.01.01
2"-113-LPDH-2586-AE3N | Pipe Line | Piping Line | ER008.01.01
2"-113-LPDH-2587-AE3N | Pipe Line | Piping Line | ER008.01.01
2"-113-LPDH-2588-AE3N | Pipe Line | Piping Line | ER008.01.01
2"-113-LPDH-2589-AE3N | Pipe Line | Piping Line | ER008.01.01
3"-113-LPDH-2591-AE3N | Pipe Line | Piping Line | ER008.01.01
3"-113-LPDH-2592-AE3N | Pipe Line | Piping Line | ER008.01.01
3"-113-LPDH-2599-AE3N | Pipe Line | Piping Line | ER008.01.01
6"-113-LPDH-2600-AE3N | Pipe Line | Piping Line | ER008.01.01
6"-113-LPDH-2605-AE3N | Pipe Line | Piping Line | ER008.01.01
6"-113-LPDH-2607-AE3N | Pipe Line | Piping Line | ER008.01.01
2"-113-LPDH-2612-AE3N | Pipe Line | Piping Line | ER008.01.01
2"-113-LPDH-2613-AE3N | Pipe Line | Piping Line | ER008.01.01
3"-113-LPDH-2650-AE3N | Pipe Line | Piping Line | ER008.01.01
3"-113-LPDH-2660-AE3N | Pipe Line | Piping Line | ER008.01.01
4"-113-LPDH-2680-AE3N | Pipe Line | Piping Line | ER008.01.01
4"-113-LPDH-2681-AE3N | Pipe Line | Piping Line | ER008.01.01
6"-113-LPDH-2682-AE3N | Pipe Line | Piping Line | ER008.01.01
6"-113-LPDH-2683-AE3N | Pipe Line | Piping Line | ER008.01.01
2"-113-LPDH-2686-AE3N | Pipe Line | Piping Line | ER008.01.01
2"-113-LPDH-2687-AE3N | Pipe Line | Piping Line | ER008.01.01
2"-116-LPFL-2057-DS30 | Pipe Line | Piping Line | PC002.02
2"-116-LPFL-2058-AC3E | Pipe Line | Piping Line | PC002.02
2"-116-LPFL-2059-AC3E | Pipe Line | Piping Line | PC002.02
3"-116-LPFL-2061-DS30 | Pipe Line | Piping Line | PC002.02
3"-116-LPFL-2064-AS30 | Pipe Line | Piping Line | PC002.02
2"-116-LPFL-2065-DC3E | Pipe Line | Piping Line | PC002.02
3"-116-LPFL-2066-AC3E | Pipe Line | Piping Line | PC002.02
2"-116-LPFL-2067-DS30 | Pipe Line | Piping Line | PC002.02
2"-116-LPFL-2068-AC3E | Pipe Line | Piping Line | PC002.02
2"-116-LPFL-2069-AC3E | Pipe Line | Piping Line | PC002.02
2"-116-LPFL-2101-AC3E | Pipe Line | Piping Line | PC002.02
2"-116-LPFL-2120-AC3E | Pipe Line | Piping Line | PC002.02
2"-116-LPFL-2122-AC3E | Pipe Line | Piping Line | PC002.02
2"-116-LPFL-2124-DC3E | Pipe Line | Piping Line | PC002.02
2"-116-LPFL-2126-AC3E | Pipe Line | Piping Line | PC002.02
3"-116-LPFL-2131-AS30 | Pipe Line | Piping Line | PC002.02
3"-116-LPFL-2133-DS30 | Pipe Line | Piping Line | PC002.02
2"-116-LPFL-2134-AC3E | Pipe Line | Piping Line | PC002.02
2"-116-LPFL-2138-DC3E | Pipe Line | Piping Line | PC002.02
2"-116-LPFL-2139-AC3E | Pipe Line | Piping Line | PC002.02
3"-116-LPFL-2142-DS30 | Pipe Line | Piping Line | PC002.02
2"-116-LPFL-2147-DC3E | Pipe Line | Piping Line | PC002.02
2"-116-LPFL-2149-AC3E | Pipe Line | Piping Line | PC002.02
2"-116-LPFL-2151-AC3E | Pipe Line | Piping Line | PC002.02
1.5"-116-LPFL-2201-AC3E | Pipe Line | Piping Line | PC002.02
1.5"-116-LPFL-2221-AC3E | Pipe Line | Piping Line | PC002.02
1.5"-116-LPFL-2231-AC3E | Pipe Line | Piping Line | PC002.02
1.5"-116-LPFL-2251-AC3E | Pipe Line | Piping Line | PC002.02
2"-116-LPFL-2261-AC3E | Pipe Line | Piping Line | PC002.02
3"-124-LPWP-2833-AD3A-PP | Pipe Line | Piping Line | PC002.02
4"-113-LPDH-3236-AE3N | Pipe Line | Piping Line | ER008.01.01
4"-113-LPDH-3237-AE3N | Pipe Line | Piping Line | ER008.01.01
2"-124-LPFG-2320-AD3A | Pipe Line | Piping Line | PC002.02
16"-124-LPPG-2268-AD3A | Pipe Line | Piping Line | PC002.02
12"-124-LPPG-2269-AD3A | Pipe Line | Piping Line | PC002.02
16"-124-LPPG-2270-AD3A | Pipe Line | Piping Line | PC002.02
12"-124-LPPG-2271-AD3A | Pipe Line | Piping Line | PC002.02
4"-124-LPPG-2319-AD3A-PP | Pipe Line | Piping Line | PC002.02
4"-124-LPPG-2322-AD3A | Pipe Line | Piping Line | PC002.02
3"-124-LPPL-2035-AD3A-ET | Pipe Line | Piping Line | PC002.02
2"-127-LPVA-2233-AS30 | Pipe Line | Piping Line | PC002.02
3"-127-LPVA-2235-AS3A-PP | Pipe Line | Piping Line | PC002.02
6"-127-LPVA-2236-AS3A | Pipe Line | Piping Line | PC002.02
6"-127-LPVA-2237-AS3A | Pipe Line | Piping Line | PC002.02
2"-127-LPVA-2238-DS30 | Pipe Line | Piping Line | PC002.02
2"-127-LPVA-2239-AS30 | Pipe Line | Piping Line | PC002.02
0.75"-127-LPVA-2240-AS30 | Pipe Line | Piping Line | PC002.02
2"-127-LPVA-2241-AC3E | Pipe Line | Piping Line | PC002.02
2"-127-LPVA-2243-AC3E | Pipe Line | Piping Line | PC002.02
2"-127-LPVA-2245-AC3E | Pipe Line | Piping Line | PC002.02
2"-127-LPVA-2258-AC3E | Pipe Line | Piping Line | PC002.02
3"-127-LPVA-2301-AS30 | Pipe Line | Piping Line | PC002.02
3"-127-LPVA-2302-AS30 | Pipe Line | Piping Line | PC002.02
3"-127-LPVA-2305-AS30 | Pipe Line | Piping Line | PC002.02
3"-127-LPVA-2306-AS30 | Pipe Line | Piping Line | PC002.02
4"-127-LPVA-2307-AS30 | Pipe Line | Piping Line | PC002.02
4"-127-LPVA-2308-AS30 | Pipe Line | Piping Line | PC002.02
4"-127-LPVA-2309-AS30 | Pipe Line | Piping Line | PC002.02
4"-127-LPVA-2310-AS30 | Pipe Line | Piping Line | PC002.02
2"-127-LPVA-2311-AC32 | Pipe Line | Piping Line | PC002.02
2"-127-LPVA-2312-AC32 | Pipe Line | Piping Line | PC002.02
6"-127-LPVA-2401-AS3A-PP | Pipe Line | Piping Line | PC002.02
2"-127-LPVA-2404-AC3E | Pipe Line | Piping Line | PC002.02
6"-127-LPVA-2405-AS3A-PP | Pipe Line | Piping Line | PC002.02
2"-127-LPVA-2408-AC3E | Pipe Line | Piping Line | PC002.02
2"-127-LPVA-2409-AS30 | Pipe Line | Piping Line | PC002.02
2"-127-LPVA-2411-AS30 | Pipe Line | Piping Line | PC002.02
2"-127-LPVA-2412-AS30 | Pipe Line | Piping Line | PC002.02
6"-127-LPVA-2413-AS3A | Pipe Line | Piping Line | PC002.02
10"-661-LPPM-2024-GD3A-PP | Pipe Line | Piping Line | PC002.02
12"-661-LPPM-2025-GD3A-PP | Pipe Line | Piping Line | PC002.02
16"-661-LPPM-2035-GD3A | Pipe Line | Piping Line | PC002.02
10"-661-LPPM-2027-GD3A-PP | Pipe Line | Piping Line | PC002.02
12"-661-LPPM-2028-GD3A-PP | Pipe Line | Piping Line | PC002.02
16"-661-LPPM-2117-GD3A | Pipe Line | Piping Line | PC002.02
12"-661-LPPM-2030-GD3A-PP | Pipe Line | Piping Line | PC002.02
10"-661-LPPM-2034-GD3A-PP | Pipe Line | Piping Line | PC002.02
16"-661-LPPM-2119-GD3A | Pipe Line | Piping Line | PC002.02
10"-661-LPPM-2036-GD3A-PP | Pipe Line | Piping Line | PC002.02
10"-661-LPPM-2037-GL8M | Pipe Line | Piping Line | PC002.02
10"-661-LPPM-2038-GD3A-PP | Pipe Line | Piping Line | PC002.02
12"-661-LPPM-2039-GD3A-PP | Pipe Line | Piping Line | PC002.02
12"-661-LPPM-2041-GD3A-PP | Pipe Line | Piping Line | PC002.02
10"-661-LPPM-2042-GD3A-PP | Pipe Line | Piping Line | PC002.02
10"-661-LPPM-2043-GL8M | Pipe Line | Piping Line | PC002.02
10"-661-LPPM-2044-GD3A-PP | Pipe Line | Piping Line | PC002.02
12"-661-LPPM-2045-GD3A-PP | Pipe Line | Piping Line | PC002.02
12"-661-LPPM-2047-GD3A-PP | Pipe Line | Piping Line | PC002.02
10"-661-LPPM-2051-GD3A-PP | Pipe Line | Piping Line | PC002.02
10"-661-LPPM-2061-GL8M | Pipe Line | Piping Line | PC002.02
10"-661-LPPM-2062-GD3A-PP | Pipe Line | Piping Line | PC002.02
12"-661-LPPM-2063-GD3A-PP | Pipe Line | Piping Line | PC002.02
10"-661-LPPM-2067-GL8M | Pipe Line | Piping Line | PC002.02
10"-661-LPPM-2068-GD3A-PP | Pipe Line | Piping Line | PC002.02
16"-771-LPPC-2554-BL31 | Pipe Line | Piping Line | PC002.02
6"-771-LPPC-2487-BL31 | Pipe Line | Piping Line | PC002.02
3"-771-LPPC-2489-BL31 | Pipe Line | Piping Line | PC002.02
16"-771-LPPC-2490-BL31-PP | Pipe Line | Piping Line | PC002.02
16"-771-LPPC-2564-BL31 | Pipe Line | Piping Line | PC002.02
20"-771-LPPC-2495-BL31 | Pipe Line | Piping Line | PC002.02
16"-771-LPPC-2680-BL31 | Pipe Line | Piping Line | PC002.02
16"-771-LPPC-2465-BL31 | Pipe Line | Piping Line | PC002.02
3"-771-LPPC-2510-BL31 | Pipe Line | Piping Line | PC002.02
16"-771-LPPC-2466-BL31 | Pipe Line | Piping Line | PC002.02
2"-771-LPPC-2512-BL31 | Pipe Line | Piping Line | PC002.02
4"-771-LPPC-2515-BL31 | Pipe Line | Piping Line | PC002.02
2"-771-LPPC-2516-BL31 | Pipe Line | Piping Line | PC002.02
10"-771-LPPC-2517-DL31-PP | Pipe Line | Piping Line | PC002.02
10"-771-LPPC-2518-DL31-PP | Pipe Line | Piping Line | PC002.02
10"-771-LPPC-2519-DL32-PP | Pipe Line | Piping Line | PC002.02
10"-771-LPPC-2478-DL32 | Pipe Line | Piping Line | PC002.02
2"-771-LPPC-2521-DL32 | Pipe Line | Piping Line | PC002.02
14"-771-LPPC-2523-DL32 | Pipe Line | Piping Line | PC002.02
10"-771-LPPC-2530-DL31-PP | Pipe Line | Piping Line | PC002.02
16"-771-LPPC-2531-DL31-PP | Pipe Line | Piping Line | PC002.02
3"-771-LPPC-2533-BL31 | Pipe Line | Piping Line | PC002.02
10"-771-LPPC-2534-DL31-PP | Pipe Line | Piping Line | PC002.02
16"-771-LPPC-2535-DL31-PP | Pipe Line | Piping Line | PC002.02
16"-771-LPPC-2494-BL31 | Pipe Line | Piping Line | PC002.02
16"-771-LPPC-2496-BL31 | Pipe Line | Piping Line | PC002.02
10"-771-LPPC-2508-DL32 | Pipe Line | Piping Line | PC002.02
10"-771-LPPC-2537-DL32 | Pipe Line | Piping Line | PC002.02
1.5"-772-LPCE-2839-DS3A | Pipe Line | Piping Line | PC002.02
1.5"-772-LPCE-2840-DS3A | Pipe Line | Piping Line | PC002.02
3"-772-LPCG-2022-DL31 | Pipe Line | Piping Line | PC002.02
3"-772-LPCG-2041-DS30 | Pipe Line | Piping Line | PC002.02
3"-772-LPCG-2042-DS30 | Pipe Line | Piping Line | PC002.02
3"-772-LPCG-2091-DL31 | Pipe Line | Piping Line | PC002.02
2"-772-LPCG-2092-DS30 | Pipe Line | Piping Line | PC002.02
2"-772-LPCG-2105-DL31 | Pipe Line | Piping Line | PC002.02
2"-772-LPCG-2200-AL31 | Pipe Line | Piping Line | PC002.02
2"-772-LPCG-2201-AL31 | Pipe Line | Piping Line | PC002.02
2"-772-LPCG-2402-DS30 | Pipe Line | Piping Line | PC002.02
2"-127-LPGN-0028-FS3A | Pipe Line | Piping Line | IC004.01.03
2"-127-LPGN-0029-FS3A | Pipe Line | Piping Line | IC004.01.03
12"-126-LPDN-1383-AG3A | Pipe Line | Piping Line | ER008.01.01
1.5"-117-LPOL-2055-BS3A | Pipe Line | Piping Line | 0
1.5"-117-LPOL-2057-BS3A | Pipe Line | Piping Line | 0
12"-771-LPPC-2471-BL31 | Pipe Line | Piping Line | PC002.02
12"-771-LPPC-2511-BL31 | Pipe Line | Piping Line | PC002.02
8"-771-LPPC-2472-DL31 | Pipe Line | Piping Line | PC002.02
8"-771-LPPC-2520-DL31 | Pipe Line | Piping Line | PC002.02
3"-772-LPPG-1306-DL31 | Pipe Line | Piping Line | PC002.02
2"-772-LPPG-1307-DL32 | Pipe Line | Piping Line | PC002.02
8"-775-LPPG-2285-KL32 | Pipe Line | Piping Line | PC002.02
8"-775-LPPG-2286-KL32 | Pipe Line | Piping Line | PC002.02
3"-775-LPPG-2288-KL32 | Pipe Line | Piping Line | PC002.02
2"-775-LPPG-2289-KL32 | Pipe Line | Piping Line | PC002.02
4"-775-LPPG-2290-KL32 | Pipe Line | Piping Line | PC002.02
3"-775-LPPG-2291-KL32 | Pipe Line | Piping Line | PC002.02
4"-775-LPPG-2292-KL32 | Pipe Line | Piping Line | PC002.02
8"-775-LPPG-2293-KL32 | Pipe Line | Piping Line | PC002.02
10"-775-LPPG-2295-KL32 | Pipe Line | Piping Line | PC002.02
3"-775-LPPG-2296-KL32 | Pipe Line | Piping Line | PC002.02
4"-775-LPPG-2348-KL32 | Pipe Line | Piping Line | PC002.02
8"-775-LPPG-2351-KX3J | Pipe Line | Piping Line | PC002.02
8"-775-LPPG-2352-KX3J | Pipe Line | Piping Line | PC002.02
8"-775-LPPG-2354-KX3J | Pipe Line | Piping Line | PC002.02
8"-775-LPPG-2355-KX3J | Pipe Line | Piping Line | PC002.02
2"-775-LPPG-2401-KD3A | Pipe Line | Piping Line | PC002.02
2"-775-LPPG-2402-KD3A | Pipe Line | Piping Line | PC002.02
16"-775-LPPG-2501-KL32 | Pipe Line | Piping Line | PC002.02
16"-775-LPPG-2502-KL32 | Pipe Line | Piping Line | PC002.02
16"-775-LPPG-2503-KL32 | Pipe Line | Piping Line | PC002.02
16"-775-LPPG-2504-KL32 | Pipe Line | Piping Line | PC002.02
16"-775-LPPG-2505-KL32 | Pipe Line | Piping Line | PC002.02
16"-775-LPPG-2506-KL32 | Pipe Line | Piping Line | PC002.02
16"-775-LPPG-2507-KL32 | Pipe Line | Piping Line | PC002.02
8"-775-LPPG-2510-KD3A | Pipe Line | Piping Line | PC002.02
8"-775-LPPG-2514-KX3J | Pipe Line | Piping Line | PC002.02
8"-775-LPPG-2515-KX3J | Pipe Line | Piping Line | PC002.02
8"-775-LPPG-2516-KX3J | Pipe Line | Piping Line | PC002.02
3"-776-LPBL-2257-AC31 | Pipe Line | Piping Line | PC002.02
2"-776-LPBL-2261-AC31 | Pipe Line | Piping Line | PC002.02
2"-776-LPBL-2272-AC31 | Pipe Line | Piping Line | PC002.02
0.75"-776-LPBL-2278-GS34 | Pipe Line | Piping Line | PC002.02
0.75"-776-LPBL-2279-DL31 | Pipe Line | Piping Line | PC002.02
0.75"-776-LPBL-2283-BC31 | Pipe Line | Piping Line | PC002.02
0.75"-776-LPBL-2284-BC31 | Pipe Line | Piping Line | PC002.02
0.75"-776-LPBL-2285-DC31 | Pipe Line | Piping Line | PC002.02
0.75"-776-LPBL-2286-DC31 | Pipe Line | Piping Line | PC002.02
0.75"-776-LPBL-2287-DC31 | Pipe Line | Piping Line | PC002.02
0.75"-776-LPBL-2288-DC31 | Pipe Line | Piping Line | PC002.02
0.75"-776-LPBL-2289-DL31 | Pipe Line | Piping Line | PC002.02
0.75"-776-LPBL-2290-BL31 | Pipe Line | Piping Line | PC002.02
0.75"-776-LPBL-2291-DC31 | Pipe Line | Piping Line | PC002.02
0.75"-776-LPBL-2292-DC31 | Pipe Line | Piping Line | PC002.02
8"-776-LPBL-2301-AC31 | Pipe Line | Piping Line | PC002.02
8"-776-LPBL-2304-AC31 | Pipe Line | Piping Line | PC002.02
6"-776-LPBL-2307-AC31 | Pipe Line | Piping Line | PC002.02
6"-776-LPBL-2310-AC31 | Pipe Line | Piping Line | PC002.02
6"-776-LPBL-2312-AC31 | Pipe Line | Piping Line | PC002.02
3"-776-LPBL-2313-AS30 | Pipe Line | Piping Line | PC002.02
16"-776-LPBL-2314-AC31 | Pipe Line | Piping Line | PC002.02
6"-776-LPBL-2316-AC31 | Pipe Line | Piping Line | PC002.02
6"-776-LPBL-2319-AC31 | Pipe Line | Piping Line | PC002.02
6"-776-LPBL-2321-AC31 | Pipe Line | Piping Line | PC002.02
3"-776-LPBL-2322-AS30 | Pipe Line | Piping Line | PC002.02
4"-776-LPBL-2329-AS30 | Pipe Line | Piping Line | PC002.02
4"-776-LPBL-2332-AS30 | Pipe Line | Piping Line | PC002.02
12"-126-LPWI-1281-BX3A | Pipe Line | Piping Line | 0
12"-126-LPWI-1282-BX3A | Pipe Line | Piping Line | 0
24"-126-LPWI-1247-BX3A | Pipe Line | Piping Line | 0
6"-126-LPWI-1441-DX3A | Pipe Line | Piping Line | 0
10"-126-LPWI-1331-BX3A | Pipe Line | Piping Line | 0
24"-126-LPWI-1322-BX3A | Pipe Line | Piping Line | 0
12"-126-LPWI-1250-BX3A | Pipe Line | Piping Line | 0
12"-126-LPWI-1252-BX3A | Pipe Line | Piping Line | 0
12"-126-LPWI-1254-BX3A | Pipe Line | Piping Line | 0
CC-FG3-SS-1 | Corrosion Circuit | Piping Line | PC002.02
CC-GN1-CS-1 | Corrosion Circuit | Piping Line | IC004.01.03
CC-GN1-ICCS-1 | Corrosion Circuit | Piping Line | IC004.01.03
CC-GN3-SS-1 | Corrosion Circuit | Piping Line | IC004.01.03
CC-OL3-SS-1 | Corrosion Circuit | Piping Line | 0
CC-OL3-SS-2 | Corrosion Circuit | Piping Line | 0
CC-PC1-CS-1 | Corrosion Circuit | Piping Line | PC002.02
CC-PC2-CS-2 | Corrosion Circuit | Piping Line | 0
CC-PG1-CS-1 | Corrosion Circuit | Piping Line | PC002.02
CC-PG1-DSS-1 | Corrosion Circuit | Piping Line | PC002.02
CC-PG1-SDSS-1 | Corrosion Circuit | Piping Line | PC002.02
CC-PG1-SS-1 | Corrosion Circuit | Piping Line | PC002.02
CC-PG2-CS-1 | Corrosion Circuit | Piping Line | PC002.02
CC-PG2-CS-2 | Corrosion Circuit | Piping Line | PC002.02
CC-PG2-DSS-1 | Corrosion Circuit | Piping Line | PC002.02
CC-PG2-DSS-2 | Corrosion Circuit | Piping Line | PC002.02
3"-110-LPGN-2302-AC3E | Pipe Line | Piping Line | IC004.01.03
2"-110-LPGN-2305-AC3E | Pipe Line | Piping Line | IC004.01.03
2"-110-LPGN-2351-AC3E | Pipe Line | Piping Line | IC004.01.03
2"-110-LPGN-2371-AC3E | Pipe Line | Piping Line | IC004.01.03
2"-110-LPGN-2372-AC3E | Pipe Line | Piping Line | IC004.01.03
2"-110-LPGN-2373-AC3E | Pipe Line | Piping Line | IC004.01.03
2"-110-LPGN-2381-AC3E | Pipe Line | Piping Line | IC004.01.03
2"-110-LPGN-2391-AC3E | Pipe Line | Piping Line | IC004.01.03
2"-110-LPGN-2394-AC3E | Pipe Line | Piping Line | IC004.01.03
2"-110-LPGN-2395-AC3E | Pipe Line | Piping Line | IC004.01.03
2"-110-LPGN-2396-AC3E | Pipe Line | Piping Line | IC004.01.03
2"-110-LPGN-2397-AC3E | Pipe Line | Piping Line | IC004.01.03
2"-110-LPGN-2412-AC3E | Pipe Line | Piping Line | IC004.01.03
2"-110-LPGN-2413-AC3E | Pipe Line | Piping Line | IC004.01.03
2"-110-LPGN-2414-AC3E | Pipe Line | Piping Line | IC004.01.03
1"-110-LPGN-2451-AC3E | Pipe Line | Piping Line | IC004.01.03
2"-110-LPGN-2471-AC3E | Pipe Line | Piping Line | IC004.01.03
2"-110-LPGN-2472-AC3E | Pipe Line | Piping Line | IC004.01.03
2"-110-LPGN-2473-AC3E | Pipe Line | Piping Line | IC004.01.03
2"-110-LPGN-2374-BS34 | Pipe Line | Piping Line | IC004.01.03
2"-110-LPGN-2475-AC3E | Pipe Line | Piping Line | IC004.01.03
2"-110-LPGN-2477-AC3E | Pipe Line | Piping Line | IC004.01.03
2"-110-LPGN-2478-AC3E | Pipe Line | Piping Line | IC004.01.03
2"-110-LPGN-2479-AC3E | Pipe Line | Piping Line | IC004.01.03
2"-110-LPGN-2480-AC3E | Pipe Line | Piping Line | IC004.01.03
2"-110-LPGN-2501-AC3E | Pipe Line | Piping Line | IC004.01.03
2"-110-LPGN-2502-AC3E | Pipe Line | Piping Line | IC004.01.03
2"-110-LPGN-2503-AC3E | Pipe Line | Piping Line | IC004.01.03
2"-110-LPGN-2528-AC3E | Pipe Line | Piping Line | IC004.01.03
0.75"-113-LPDH-2696-AE3N | Pipe Line | Piping Line | ER008.01.01
0.75"-113-LPDH-2697-AE3N | Pipe Line | Piping Line | ER008.01.01
0.75"-113-LPDH-2698-AE3N | Pipe Line | Piping Line | ER008.01.01
0.75"-113-LPDH-2699-AE3N | Pipe Line | Piping Line | ER008.01.01
4"-113-LPDH-2700-AE3N | Pipe Line | Piping Line | ER008.01.01
3"-113-LPDH-2706-AE3N | Pipe Line | Piping Line | ER008.01.01
6"-113-LPDH-2757-AE3N | Pipe Line | Piping Line | ER008.01.01
6"-113-LPDH-2759-AE3N | Pipe Line | Piping Line | ER008.01.01
2"-113-LPDH-2762-AE3N | Pipe Line | Piping Line | ER008.01.01
2"-113-LPDH-2763-AE3N | Pipe Line | Piping Line | ER008.01.01
4"-113-LPDH-2764-AE3N | Pipe Line | Piping Line | ER008.01.01
3"-113-LPDH-2785-AE3N | Pipe Line | Piping Line | ER008.01.01
6"-113-LPDH-2786-AE3N | Pipe Line | Piping Line | ER008.01.01
6"-113-LPDH-2787-AE3N | Pipe Line | Piping Line | ER008.01.01
6"-113-LPDH-2788-AE3N | Pipe Line | Piping Line | ER008.01.01
2"-113-LPDH-2792-AE3N | Pipe Line | Piping Line | ER008.01.01
2"-113-LPDH-2800-AE3N | Pipe Line | Piping Line | ER008.01.01
3"-113-LPDH-2826-AE3N | Pipe Line | Piping Line | ER008.01.01
3"-113-LPDH-2827-AE3N | Pipe Line | Piping Line | ER008.01.01
3"-113-LPDH-2831-AE3N | Pipe Line | Piping Line | ER008.01.01
3"-113-LPDH-2832-AE3N | Pipe Line | Piping Line | ER008.01.01
3"-113-LPDH-2841-AE3N | Pipe Line | Piping Line | ER008.01.01
3"-113-LPDH-2842-AE3N | Pipe Line | Piping Line | ER008.01.01
3"-113-LPDH-2855-AE3N | Pipe Line | Piping Line | ER008.01.01
2"-113-LPDH-2903-AE3N | Pipe Line | Piping Line | ER008.01.01
0.75"-113-LPDH-2904-AE3N | Pipe Line | Piping Line | ER008.01.01
0.75"-113-LPDH-2905-AE3N | Pipe Line | Piping Line | ER008.01.01
3"-113-LPDH-2958-AE3N | Pipe Line | Piping Line | ER008.01.01
6"-124-LPWP-2834-AD3A-PP | Pipe Line | Piping Line | PC002.02
6"-124-LPPL-2042-BD3A-PP | Pipe Line | Piping Line | PC002.02
1"-124-LPPL-2123-DD3A | Pipe Line | Piping Line | PC002.02
10"-124-LPWP-2711-AD3A-PP | Pipe Line | Piping Line | PC002.02
6"-124-LPPL-2278-AD3A-PP | Pipe Line | Piping Line | PC002.02
2"-124-LPPL-2283-AD3A | Pipe Line | Piping Line | PC002.02
3"-124-LPPL-2295-AD3A-ET | Pipe Line | Piping Line | PC002.02
4"-124-LPPL-2318-AD3A-PP | Pipe Line | Piping Line | PC002.02
3"-124-LPPL-2326-BD3A-PP | Pipe Line | Piping Line | PC002.02
6"-124-LPPL-2327-BD3A-PP | Pipe Line | Piping Line | PC002.02
6"-124-LPPL-2328-BD3A-PP | Pipe Line | Piping Line | PC002.02
6"-124-LPPL-2331-BD3A-PP | Pipe Line | Piping Line | PC002.02
1"-124-LPPL-2902-BD3A-PP | Pipe Line | Piping Line | PC002.02
1"-124-LPPL-2903-BD3A-PP | Pipe Line | Piping Line | PC002.02
1"-124-LPPL-3202-BD3A | Pipe Line | Piping Line | PC002.02
8"-124-LPWP-2000-DD3A-PP | Pipe Line | Piping Line | PC002.02
14"-124-LPWP-2001-BD3A | Pipe Line | Piping Line | PC002.02
20"-124-LPWP-2003-AD3A-PP | Pipe Line | Piping Line | PC002.02
20"-124-LPWP-2004-DD3A-PP | Pipe Line | Piping Line | PC002.02
8"-124-LPWP-2005-AD3A-PP | Pipe Line | Piping Line | PC002.02
3"-124-LPWP-2006-BD3A-PP | Pipe Line | Piping Line | PC002.02
6"-124-LPWP-2007-BD3A-PP | Pipe Line | Piping Line | PC002.02
12"-124-LPWP-2008-DD3A-PP | Pipe Line | Piping Line | PC002.02
16"-124-LPWP-2712-AD3A-PP | Pipe Line | Piping Line | PC002.02
16"-124-LPWP-2828-AD3A-PP | Pipe Line | Piping Line | PC002.02
6"-124-LPWP-2011-DD3A-PP | Pipe Line | Piping Line | PC002.02
6"-124-LPWP-2013-BD3A-PP | Pipe Line | Piping Line | PC002.02
8"-124-LPWP-2022-BD3A-PP | Pipe Line | Piping Line | PC002.02
4"-127-LPVA-2414-AS3A | Pipe Line | Piping Line | PC002.02
2"-127-LPVA-2451-AS30 | Pipe Line | Piping Line | PC002.02
2"-127-LPVA-2452-AS30 | Pipe Line | Piping Line | PC002.02
3"-127-LPVA-2453-AS30 | Pipe Line | Piping Line | PC002.02
2"-127-LPVA-2454-AS30 | Pipe Line | Piping Line | PC002.02
3"-127-LPVA-2455-AS30 | Pipe Line | Piping Line | PC002.02
2"-127-LPVA-2456-AS30 | Pipe Line | Piping Line | PC002.02
2"-127-LPVA-2457-AS30 | Pipe Line | Piping Line | PC002.02
4"-127-LPVA-2462-AS3A-PP | Pipe Line | Piping Line | PC002.02
2"-127-LPVA-2464-AS30 | Pipe Line | Piping Line | PC002.02
4"-127-LPVA-2466-AS3A-PP | Pipe Line | Piping Line | PC002.02
6"-127-LPVA-2467-AS3A-PP | Pipe Line | Piping Line | PC002.02
2"-127-LPVA-2468-AS30 | Pipe Line | Piping Line | PC002.02
2"-127-LPVA-2469-AS30 | Pipe Line | Piping Line | PC002.02
2"-127-LPVA-2471-AS30 | Pipe Line | Piping Line | PC002.02
6"-127-LPVA-2472-AS3A-PP | Pipe Line | Piping Line | PC002.02
2"-127-LPVA-2473-AC3E | Pipe Line | Piping Line | PC002.02
6"-127-LPVA-2477-AS3A | Pipe Line | Piping Line | PC002.02
4"-127-LPVA-2478-AS3A | Pipe Line | Piping Line | PC002.02
2"-127-LPVA-2479-AC31 | Pipe Line | Piping Line | PC002.02
2"-127-LPVA-2480-AC31 | Pipe Line | Piping Line | PC002.02
2"-127-LPVA-2501-AS30 | Pipe Line | Piping Line | PC002.02
3"-127-LPVA-2502-AS30 | Pipe Line | Piping Line | PC002.02
2"-127-LPVA-2503-AS30 | Pipe Line | Piping Line | PC002.02
3"-127-LPVA-2504-AS30 | Pipe Line | Piping Line | PC002.02
2"-127-LPVA-2505-AS30 | Pipe Line | Piping Line | PC002.02
2"-127-LPVA-2506-AS30 | Pipe Line | Piping Line | PC002.02
4"-127-LPVA-2511-AS3A-PP | Pipe Line | Piping Line | PC002.02
12"-661-LPPM-2069-GD3A-PP | Pipe Line | Piping Line | PC002.02
12"-661-LPPM-2113-DD3A | Pipe Line | Piping Line | PC002.02
12"-661-LPPM-2071-GD3A-PP | Pipe Line | Piping Line | PC002.02
12"-661-LPPM-2074-GD3A-PP | Pipe Line | Piping Line | PC002.02
10"-661-LPPM-2082-GD3A-PP | Pipe Line | Piping Line | PC002.02
10"-661-LPPM-2083-GD3A-PP | Pipe Line | Piping Line | PC002.02
10"-661-LPPM-2084-GL8M | Pipe Line | Piping Line | PC002.02
10"-661-LPPM-2085-GD3A-PP | Pipe Line | Piping Line | PC002.02
12"-661-LPPM-2086-GD3A-PP | Pipe Line | Piping Line | PC002.02
12"-661-LPPM-2003-DD3A | Pipe Line | Piping Line | PC002.02
12"-661-LPPM-2088-GD3A-PP | Pipe Line | Piping Line | PC002.02
10"-661-LPPM-2090-GL8M | Pipe Line | Piping Line | PC002.02
10"-661-LPPM-2091-GD3A-PP | Pipe Line | Piping Line | PC002.02
12"-661-LPPM-2092-GD3A-PP | Pipe Line | Piping Line | PC002.02
12"-661-LPPM-2010-DD3A | Pipe Line | Piping Line | PC002.02
12"-661-LPPM-2094-GD3A-PP | Pipe Line | Piping Line | PC002.02
10"-661-LPPM-2103-GL8M | Pipe Line | Piping Line | PC002.02
10"-661-LPPM-2104-GD3A-PP | Pipe Line | Piping Line | PC002.02
12"-661-LPPM-2105-GD3A-PP | Pipe Line | Piping Line | PC002.02
12"-661-LPPM-2026-DD3A | Pipe Line | Piping Line | PC002.02
12"-661-LPPM-2107-GD3A-PP | Pipe Line | Piping Line | PC002.02
10"-661-LPPM-2108-GD3A-PP | Pipe Line | Piping Line | PC002.02
10"-661-LPPM-2110-GL8M | Pipe Line | Piping Line | PC002.02
10"-661-LPPM-2111-GD3A-PP | Pipe Line | Piping Line | PC002.02
12"-661-LPPM-2112-GD3A-PP | Pipe Line | Piping Line | PC002.02
12"-661-LPPM-2029-DD3A | Pipe Line | Piping Line | PC002.02
12"-661-LPPM-2114-GD3A-PP | Pipe Line | Piping Line | PC002.02
14"-661-LPPM-2116-GD3A-PP | Pipe Line | Piping Line | PC002.02
10"-771-LPPC-2539-DL32 | Pipe Line | Piping Line | PC002.02
10"-771-LPPC-2544-DL32 | Pipe Line | Piping Line | PC002.02
3"-771-LPPC-2556-BL31 | Pipe Line | Piping Line | PC002.02
10"-771-LPPC-2545-DL32 | Pipe Line | Piping Line | PC002.02
3"-771-LPPC-2568-BL31 | Pipe Line | Piping Line | PC002.02
3"-771-LPPC-2572-BL31 | Pipe Line | Piping Line | PC002.02
10"-771-LPPC-2555-DL32 | Pipe Line | Piping Line | PC002.02
10"-771-LPPC-2938-DL32 | Pipe Line | Piping Line | PC002.02
3"-771-LPPC-2957-BL31 | Pipe Line | Piping Line | PC002.02
16"-771-LPPG-2002-DL32 | Pipe Line | Piping Line | PC002.02
16"-771-LPPG-2004-FL31 | Pipe Line | Piping Line | PC002.02
2"-771-LPPG-2005-FL31-PP | Pipe Line | Piping Line | PC002.02
16"-771-LPPG-2009-EL32 | Pipe Line | Piping Line | PC002.02
8"-771-LPPG-2010-EL32 | Pipe Line | Piping Line | PC002.02
12"-771-LPPG-2011-FL31-PP | Pipe Line | Piping Line | PC002.02
10"-771-LPPG-2013-FL31 | Pipe Line | Piping Line | PC002.02
4"-771-LPPG-2014-FL31 | Pipe Line | Piping Line | PC002.02
12"-771-LPPG-2015-FS30 | Pipe Line | Piping Line | PC002.02
2"-771-LPPG-2020-FL31 | Pipe Line | Piping Line | PC002.02
2"-771-LPPG-2021-FL31 | Pipe Line | Piping Line | PC002.02
2"-771-LPPG-2022-LX3J | Pipe Line | Piping Line | PC002.02
1"-771-LPPG-2024-FL31-ET | Pipe Line | Piping Line | PC002.02
2"-771-LPPG-2025-LX3J-ET | Pipe Line | Piping Line | PC002.02
1"-771-LPPG-2026-FL31-ET | Pipe Line | Piping Line | PC002.02
2"-771-LPPG-2027-KD3A-ET | Pipe Line | Piping Line | PC002.02
3"-771-LPPG-2029-KL31 | Pipe Line | Piping Line | PC002.02
12"-771-LPPG-2033-FS30 | Pipe Line | Piping Line | PC002.02
12"-771-LPPG-2034-KD3A | Pipe Line | Piping Line | PC002.02
2"-772-LPPG-1308-DL31 | Pipe Line | Piping Line | PC002.02
2"-772-LPPG-1317-DL32 | Pipe Line | Piping Line | PC002.02
6"-771-LPPG-2603-BD3A-PP | Pipe Line | Piping Line | PC002.02
20"-772-LPPG-2001-DS30 | Pipe Line | Piping Line | PC002.02
20"-772-LPPG-2004-DS30 | Pipe Line | Piping Line | PC002.02
6"-772-LPPG-2008-DS30-ET | Pipe Line | Piping Line | PC002.02
6"-772-LPPG-2010-DS30-ET | Pipe Line | Piping Line | PC002.02
20"-772-LPPG-2012-DS30 | Pipe Line | Piping Line | PC002.02
20"-772-LPPG-2013-DS30 | Pipe Line | Piping Line | PC002.02
20"-772-LPPG-2014-DS30 | Pipe Line | Piping Line | PC002.02
4"-772-LPPG-2023-DS30 | Pipe Line | Piping Line | PC002.02
4"-772-LPPG-2024-DS30 | Pipe Line | Piping Line | PC002.02
18"-772-LPPG-2025-DL32 | Pipe Line | Piping Line | PC002.02
12"-772-LPPG-2026-DL32 | Pipe Line | Piping Line | PC002.02
6"-772-LPPG-2030-DS30-ET | Pipe Line | Piping Line | PC002.02
3"-772-LPPG-2036-DS30 | Pipe Line | Piping Line | PC002.02
10"-772-LPPG-2049-AS30 | Pipe Line | Piping Line | PC002.02
6"-772-LPPG-2051-AL31 | Pipe Line | Piping Line | PC002.02
6"-772-LPPG-2056-AS30-PP | Pipe Line | Piping Line | PC002.02
2"-772-LPPG-2062-DD3A | Pipe Line | Piping Line | PC002.02
3"-772-LPPG-2065-DS30 | Pipe Line | Piping Line | PC002.02
3"-772-LPPG-2066-DS30 | Pipe Line | Piping Line | PC002.02
18"-772-LPPG-2071-DS30 | Pipe Line | Piping Line | PC002.02
8"-772-LPPG-2073-AD3A-PP | Pipe Line | Piping Line | PC002.02
6"-772-LPPG-2075-DS30-ET | Pipe Line | Piping Line | PC002.02
2"-772-LPPG-2076-DL32-ET | Pipe Line | Piping Line | PC002.02
6"-772-LPPG-2080-DL32-ET | Pipe Line | Piping Line | PC002.02
3"-772-LPPG-2083-DS30 | Pipe Line | Piping Line | PC002.02
8"-775-LPPG-2517-KX3J | Pipe Line | Piping Line | PC002.02
8"-775-LPPG-2519-KX3J | Pipe Line | Piping Line | PC002.02
8"-775-LPPG-2521-KX3J | Pipe Line | Piping Line | PC002.02
8"-775-LPPG-2531-KX3J | Pipe Line | Piping Line | PC002.02
8"-775-LPPG-2532-KX3J | Pipe Line | Piping Line | PC002.02
8"-775-LPPG-2533-KX3J | Pipe Line | Piping Line | PC002.02
8"-775-LPPG-2538-KX3J | Pipe Line | Piping Line | PC002.02
8"-775-LPPG-2540-KX3J | Pipe Line | Piping Line | PC002.02
10"-775-LPPG-2541-KL8M | Pipe Line | Piping Line | PC002.02
8"-775-LPPG-2542-KX3J | Pipe Line | Piping Line | PC002.02
10"-775-LPPG-2543-KL8M | Pipe Line | Piping Line | PC002.02
8"-775-LPPG-2544-KX3J | Pipe Line | Piping Line | PC002.02
10"-775-LPPG-2545-KL8M | Pipe Line | Piping Line | PC002.02
8"-775-LPPG-2546-KX3J | Pipe Line | Piping Line | PC002.02
10"-775-LPPG-2547-KL8M | Pipe Line | Piping Line | PC002.02
8"-775-LPPG-2548-KX3J | Pipe Line | Piping Line | PC002.02
8"-775-LPPG-2550-KX3J | Pipe Line | Piping Line | PC002.02
10"-775-LPPG-2551-KL8M | Pipe Line | Piping Line | PC002.02
8"-775-LPPG-2553-KX3J | Pipe Line | Piping Line | PC002.02
10"-775-LPPG-2554-KL8M | Pipe Line | Piping Line | PC002.02
10"-775-LPPG-2570-KL8M | Pipe Line | Piping Line | PC002.02
10"-775-LPPG-2571-KL8M | Pipe Line | Piping Line | PC002.02
10"-775-LPPG-2572-KL8M | Pipe Line | Piping Line | PC002.02
16"-775-LPPG-2575-KL32 | Pipe Line | Piping Line | PC002.02
16"-775-LPPG-2576-KL32 | Pipe Line | Piping Line | PC002.02
8"-775-LPPG-2580-KX3J | Pipe Line | Piping Line | PC002.02
10"-775-LPPG-2581-KL8M | Pipe Line | Piping Line | PC002.02
8"-775-LPPG-2582-KX3J | Pipe Line | Piping Line | PC002.02
3"-776-LPBL-2342-AS30 | Pipe Line | Piping Line | PC002.02
4"-776-LPBL-2346-AS30 | Pipe Line | Piping Line | PC002.02
4"-776-LPBL-2347-AS30 | Pipe Line | Piping Line | PC002.02
4"-776-LPBL-2348-AS30 | Pipe Line | Piping Line | PC002.02
4"-776-LPBL-2349-AS30 | Pipe Line | Piping Line | PC002.02
2"-776-LPBL-2354-DC31 | Pipe Line | Piping Line | PC002.02
0.75"-776-LPBL-2368-DC31 | Pipe Line | Piping Line | PC002.02
0.75"-776-LPBL-2369-DC31 | Pipe Line | Piping Line | PC002.02
0.75"-776-LPBL-2370-BC31 | Pipe Line | Piping Line | PC002.02
2"-776-LPBL-2384-AL31 | Pipe Line | Piping Line | PC002.02
0.75"-776-LPBL-2385-EC31 | Pipe Line | Piping Line | PC002.02
0.75"-776-LPBL-2387-DC31 | Pipe Line | Piping Line | PC002.02
0.75"-776-LPBL-2388-DC31 | Pipe Line | Piping Line | PC002.02
0.75"-776-LPBL-2389-DC31 | Pipe Line | Piping Line | PC002.02
2"-776-LPBL-2391-AS30 | Pipe Line | Piping Line | PC002.02
16"-776-LPBL-2395-AQ7N | Pipe Line | Piping Line | PC002.02
16"-776-LPBL-2396-AC32 | Pipe Line | Piping Line | PC002.02
8"-776-LPBL-2399-AC31 | Pipe Line | Piping Line | PC002.02
8"-776-LPBL-2400-AC31 | Pipe Line | Piping Line | PC002.02
2"-776-LPBL-2415-AL31 | Pipe Line | Piping Line | PC002.02
0.75"-776-LPBL-2469-DS30 | Pipe Line | Piping Line | PC002.02
0.75"-776-LPBL-2470-DS30 | Pipe Line | Piping Line | PC002.02
8"-776-LPBL-2508-AC31 | Pipe Line | Piping Line | PC002.02
8"-776-LPBL-2509-AC31 | Pipe Line | Piping Line | PC002.02
2"-776-LPBL-2518-AC31 | Pipe Line | Piping Line | PC002.02
2"-776-LPBL-2519-AC31 | Pipe Line | Piping Line | PC002.02
0.75"-776-LPBL-2582-DC31 | Pipe Line | Piping Line | PC002.02
0.75"-776-LPBL-2584-DL31 | Pipe Line | Piping Line | PC002.02
0.5"-124-LPWP-3844-AD3A | Pipe Line | Piping Line | PC002.02
3"-771-LPPL-2694-BS30 | Pipe Line | Piping Line | PC002.02
2"-771-LPPL-2695-BS30 | Pipe Line | Piping Line | PC002.02
8"-113-LPDH-2807-AE3N | Pipe Line | Piping Line | ER008.01.01
8"-776-LPBL-3213-AL31 | Pipe Line | Piping Line | PC002.02
6"-113-LPDH-2807-AE3N | Pipe Line | Piping Line | ER008.01.01
6"-113-LPDH-2808-AE3N | Pipe Line | Piping Line | ER008.01.01
2"-113-LPDH-2813-AE3N | Pipe Line | Piping Line | ER008.01.01
0.75"-113-LPDH-3261-AE3N | Pipe Line | Piping Line | ER008.01.01
0.75"-113-LPDH-3262-AE3N | Pipe Line | Piping Line | ER008.01.01
0.75"-113-LPDH-3263-AE3N | Pipe Line | Piping Line | ER008.01.01
2"-113-LPDC-3770-KX3J | Pipe Line | Piping Line | ER008.01.01
2"-113-LPDC-3771-KX3J | Pipe Line | Piping Line | ER008.01.01
2"-113-LPDC-3772-KX3J | Pipe Line | Piping Line | ER008.01.01
2"-113-LPDC-3773-KX3J | Pipe Line | Piping Line | ER008.01.01
2"-113-LPDC-2335-AS30 | Pipe Line | Piping Line | ER008.01.01
2"-113-LPDC-3103-BS30 | Pipe Line | Piping Line | ER008.01.01
2"-113-LPDC-3104-BS30 | Pipe Line | Piping Line | ER008.01.01
2"-113-LPDC-3106-BS30 | Pipe Line | Piping Line | ER008.01.01
2"-113-LPDC-3107-BS30 | Pipe Line | Piping Line | ER008.01.01
2"-113-LPDC-3108-BS30 | Pipe Line | Piping Line | ER008.01.01
2"-113-LPDC-3109-BS30 | Pipe Line | Piping Line | ER008.01.01
2"-113-LPDC-3110-BS30 | Pipe Line | Piping Line | ER008.01.01
6"-113-LPDN-2815-AE3N | Pipe Line | Piping Line | ER008.01.01
12"-126-LPWI-1280-BX3A | Pipe Line | Piping Line | 0
12"-126-LPWI-1322-BX3A | Pipe Line | Piping Line | 0
2"-126-LPDN-1197-AE3N | Pipe Line | Piping Line | ER008.01.01
10"-126-LPWI-1385-DX3A | Pipe Line | Piping Line | 0
10"-126-LPWI-1395-DX3A | Pipe Line | Piping Line | 0
10"-126-LPWI-1405-DX3A | Pipe Line | Piping Line | 0
18"-126-LPWI-1303-BX3A | Pipe Line | Piping Line | 0
2"-126-LPDN-1200-AE3N | Pipe Line | Piping Line | ER008.01.01
10"-126-LPWI-1645-BX3A | Pipe Line | Piping Line | 0
18"-126-LPWI-1312-BX3A | Pipe Line | Piping Line | 0
10"-126-LPWI-1314-BX3A | Pipe Line | Piping Line | 0
8"-126-LPWI-1040-BX3A | Pipe Line | Piping Line | 0
2"-126-LPDN-1203-AE3N | Pipe Line | Piping Line | ER008.01.01
2"-126-LPDN-1387-AE3N | Pipe Line | Piping Line | ER008.01.01
18"-126-LPWI-1321-BX3A | Pipe Line | Piping Line | 0
10"-126-LPWI-1323-BX3A | Pipe Line | Piping Line | 0
8"-126-LPWI-1043-BX3A | Pipe Line | Piping Line | 0
CC-PG2-SS-1 | Corrosion Circuit | Piping Line | PC002.02
CC-PG3-CS-1 | Corrosion Circuit | Piping Line | PC002.02
CC-PG3-CS-2 | Corrosion Circuit | Piping Line | PC002.02
CC-PG3-DSS-1 | Corrosion Circuit | Piping Line | PC002.02
CC-PG3-INCONEL 625-1 | Corrosion Circuit | Piping Line | PC002.02
CC-PG3-SDSS-1 | Corrosion Circuit | Piping Line | PC002.02
CC-PG3-SS-1 | Corrosion Circuit | Piping Line | PC002.02
CC-PG4-CS-1 | Corrosion Circuit | Piping Line | PC002.02
CC-PG4-CS-2 | Corrosion Circuit | Piping Line | PC002.02
CC-PG4-DSS-1 | Corrosion Circuit | Piping Line | PC002.02
CC-PG4-DSS-2 | Corrosion Circuit | Piping Line | PC002.02
CC-PG4-SDSS-1 | Corrosion Circuit | Piping Line | PC002.02
CC-PL1-CS-1 | Corrosion Circuit | Piping Line | PC002.02
CC-PL1-DSS-1 | Corrosion Circuit | Piping Line | PC002.02
CC-PL1-SDSS-1 | Corrosion Circuit | Piping Line | PC002.02
CC-PL1-SS-1 | Corrosion Circuit | Piping Line | PC002.02
CC-PL2-CS-2 | Corrosion Circuit | Piping Line | PC002.02
CC-PL2-DSS-1 | Corrosion Circuit | Piping Line | PC002.02
CC-PL2-DSS-2 | Corrosion Circuit | Piping Line | PC002.02
CC-PL2-SS-1 | Corrosion Circuit | Piping Line | PC002.02
CC-PL3-CS-1 | Corrosion Circuit | Piping Line | PC002.02
CC-PL3-CS-2 | Corrosion Circuit | Piping Line | PC002.02
CC-PL3-DSS-1 | Corrosion Circuit | Piping Line | PC002.02
CC-PL3-SDSS-1 | Corrosion Circuit | Piping Line | PC002.02
CC-PL3-SS-1 | Corrosion Circuit | Piping Line | PC002.02
CC-PL4-CS-1 | Corrosion Circuit | Piping Line | PC002.02
CC-PL4-CS-2 | Corrosion Circuit | Piping Line | PC002.02
CC-PL4-DSS-1 | Corrosion Circuit | Piping Line | PC002.02
CC-PL4-SDSS-1 | Corrosion Circuit | Piping Line | PC002.02
CC-PL4-SS-1 | Corrosion Circuit | Piping Line | PC002.02
2"-772-LPGN-2266-DL31 | Pipe Line | Piping Line | IC004.01.03
2"-772-LPGN-2267-DL31 | Pipe Line | Piping Line | IC004.01.03
20"-127-LPGI-0008-AQ7N | Pipe Line | Piping Line | IC004.01.03
20"-127-LPGI-0009-AQ7N | Pipe Line | Piping Line | IC004.01.03
20"-127-LPGI-0010-AQ7N | Pipe Line | Piping Line | IC004.01.03
20"-127-LPGI-0011-AQ7N | Pipe Line | Piping Line | IC004.01.03
20"-127-LPGI-0012-AQ7N | Pipe Line | Piping Line | IC004.01.03
20"-127-LPGI-0014-AQ7N | Pipe Line | Piping Line | IC004.01.03
20"-127-LPGI-0021-AQ7N | Pipe Line | Piping Line | IC004.01.03
20"-127-LPGI-0022-AQ7N | Pipe Line | Piping Line | IC004.01.03
2"-127-LPGN-0019-FS3A | Pipe Line | Piping Line | IC004.01.03
2"-127-LPGN-0020-FS3A | Pipe Line | Piping Line | IC004.01.03
2"-127-LPGN-0027-FS3A | Pipe Line | Piping Line | IC004.01.03
2"-113-LPDH-2270-AC31 | Pipe Line | Piping Line | ER008.01.01
2"-113-LPDH-2331-AC32 | Pipe Line | Piping Line | ER008.01.01
2"-113-LPDH-2335-AC32 | Pipe Line | Piping Line | ER008.01.01
2"-771-LPDH-2110-DL31 | Pipe Line | Piping Line | ER008.01.01
2"-771-LPDH-2136-DL31 | Pipe Line | Piping Line | ER008.01.01
2"-771-LPDH-2500-DL31 | Pipe Line | Piping Line | ER008.01.01
2"-771-LPDH-2524-DL31 | Pipe Line | Piping Line | ER008.01.01
3"-113-LPDC-3100-BD3A | Pipe Line | Piping Line | ER008.01.01
2"-113-LPDC-3102-BD3A | Pipe Line | Piping Line | ER008.01.01
2"-113-LPDC-3112-BD3A | Pipe Line | Piping Line | ER008.01.01
2"-113-LPDC-3121-AD3A | Pipe Line | Piping Line | ER008.01.01
2"-113-LPDC-3122-BD3A | Pipe Line | Piping Line | ER008.01.01
2"-113-LPDC-3126-BD3A | Pipe Line | Piping Line | ER008.01.01
2"-113-LPDC-3129-BD3A | Pipe Line | Piping Line | ER008.01.01
2"-113-LPDC-3130-BD3A | Pipe Line | Piping Line | ER008.01.01
4"-113-LPDH-2960-AE3N | Pipe Line | Piping Line | ER008.01.01
6"-113-LPDH-2962-AE3N | Pipe Line | Piping Line | ER008.01.01
10"-113-LPDH-2963-AE3N | Pipe Line | Piping Line | ER008.01.01
8"-113-LPDH-2964-AE3N | Pipe Line | Piping Line | ER008.01.01
2"-113-LPDH-2967-AE3N | Pipe Line | Piping Line | ER008.01.01
2"-113-LPDH-2968-AE3N | Pipe Line | Piping Line | ER008.01.01
2"-113-LPDH-2969-AE3N | Pipe Line | Piping Line | ER008.01.01
2"-113-LPDH-2970-AE3N | Pipe Line | Piping Line | ER008.01.01
2"-113-LPDH-2971-AE3N | Pipe Line | Piping Line | ER008.01.01
2"-113-LPDH-2972-AE3N | Pipe Line | Piping Line | ER008.01.01
2"-113-LPDH-2973-AE3N | Pipe Line | Piping Line | ER008.01.01
2"-113-LPDH-2974-AE3N | Pipe Line | Piping Line | ER008.01.01
3"-113-LPDH-2975-AE3N | Pipe Line | Piping Line | ER008.01.01
3"-113-LPDH-3160-AE3N | Pipe Line | Piping Line | ER008.01.01
2"-113-LPDH-3191-AE3N | Pipe Line | Piping Line | ER008.01.01
1"-113-LPDH-3192-AE3N | Pipe Line | Piping Line | ER008.01.01
2"-113-LPDH-3193-AE3N | Pipe Line | Piping Line | ER008.01.01
1"-113-LPDH-3194-AE3N | Pipe Line | Piping Line | ER008.01.01
2"-113-LPDH-3195-AE3N | Pipe Line | Piping Line | ER008.01.01
1"-113-LPDH-3196-AE3N | Pipe Line | Piping Line | ER008.01.01
2"-113-LPDH-3197-AE3N | Pipe Line | Piping Line | ER008.01.01
2"-113-LPDH-3500-AE3N | Pipe Line | Piping Line | ER008.01.01
3"-113-LPDH-3501-AE3N | Pipe Line | Piping Line | ER008.01.01
0.75"-113-LPDH-3504-AE3N | Pipe Line | Piping Line | ER008.01.01
3"-113-LPDH-3505-AE3N | Pipe Line | Piping Line | ER008.01.01
0.5"-113-LPDH-3506-AE3N | Pipe Line | Piping Line | ER008.01.01
2"-113-LPDH-3510-AE3N | Pipe Line | Piping Line | ER008.01.01
1"-113-LPDH-3511-AE3N | Pipe Line | Piping Line | ER008.01.01
8"-124-LPWP-2023-BD3A-PP | Pipe Line | Piping Line | PC002.02
6"-124-LPWP-2033-AD3A-PP | Pipe Line | Piping Line | PC002.02
12"-124-LPWP-2034-AD3A-PP | Pipe Line | Piping Line | PC002.02
16"-124-LPWP-2036-AD3A-PP | Pipe Line | Piping Line | PC002.02
4"-124-LPWP-2037-AD3A-PP | Pipe Line | Piping Line | PC002.02
4"-124-LPWP-2038-AD3A-PP | Pipe Line | Piping Line | PC002.02
10"-124-LPWP-2039-AD3A-PP | Pipe Line | Piping Line | PC002.02
16"-124-LPWP-3000-AD3A | Pipe Line | Piping Line | PC002.02
16"-124-LPWP-2829-AD3A-PP | Pipe Line | Piping Line | PC002.02
16"-124-LPWP-2830-AD3A-PP | Pipe Line | Piping Line | PC002.02
3"-124-LPWP-2831-AD3A-PP | Pipe Line | Piping Line | PC002.02
10"-124-LPWP-2715-AD3A-PP | Pipe Line | Piping Line | PC002.02
10"-124-LPWP-2718-AD3A-PP | Pipe Line | Piping Line | PC002.02
3"-124-LPWP-2835-AD3A-PP | Pipe Line | Piping Line | PC002.02
6"-124-LPWP-2836-AD3A-PP | Pipe Line | Piping Line | PC002.02
10"-124-LPWP-2720-AD3A-PP | Pipe Line | Piping Line | PC002.02
10"-124-LPWP-2722-AD3A-PP | Pipe Line | Piping Line | PC002.02
10"-124-LPWP-2725-AD3A-PP | Pipe Line | Piping Line | PC002.02
16"-124-LPWP-2726-AD3A-PP | Pipe Line | Piping Line | PC002.02
10"-124-LPWP-2731-AD3A-PP | Pipe Line | Piping Line | PC002.02
3"-124-LPWP-2839-AD3A | Pipe Line | Piping Line | PC002.02
3"-124-LPWP-2840-AD3A | Pipe Line | Piping Line | PC002.02
3"-124-LPWP-2841-AD3A | Pipe Line | Piping Line | PC002.02
3"-124-LPWP-2842-AD3A | Pipe Line | Piping Line | PC002.02
16"-661-LPPM-2145-GD3A | Pipe Line | Piping Line | PC002.02
18"-662-LPPL-2090-BD3A | Pipe Line | Piping Line | PC002.02
2"-127-LPVA-2513-AS30 | Pipe Line | Piping Line | PC002.02
6"-127-LPVA-2514-AS3A-PP | Pipe Line | Piping Line | PC002.02
4"-127-LPVA-2515-AS3A-PP | Pipe Line | Piping Line | PC002.02
2"-127-LPVA-2516-AS30 | Pipe Line | Piping Line | PC002.02
2"-127-LPVA-2517-AS30 | Pipe Line | Piping Line | PC002.02
2"-127-LPVA-2518-AS30 | Pipe Line | Piping Line | PC002.02
6"-127-LPVA-2520-AS3A-PP | Pipe Line | Piping Line | PC002.02
2"-127-LPVA-2521-AC3E | Pipe Line | Piping Line | PC002.02
6"-127-LPVA-2525-AS3A | Pipe Line | Piping Line | PC002.02
4"-127-LPVA-2526-AS3A | Pipe Line | Piping Line | PC002.02
6"-127-LPVA-2551-AS3A-PP | Pipe Line | Piping Line | PC002.02
6"-127-LPVA-2553-AS3A-PP | Pipe Line | Piping Line | PC002.02
2"-127-LPVA-2556-AC3E | Pipe Line | Piping Line | PC002.02
6"-127-LPVA-2559-AS3A-PP | Pipe Line | Piping Line | PC002.02
2"-127-LPVA-2560-AC3E | Pipe Line | Piping Line | PC002.02
6"-127-LPVA-2561-AS3A-PP | Pipe Line | Piping Line | PC002.02
2"-127-LPVA-2562-AC3E | Pipe Line | Piping Line | PC002.02
2"-127-LPVA-2567-AC31 | Pipe Line | Piping Line | PC002.02
2"-127-LPVA-2568-AC31 | Pipe Line | Piping Line | PC002.02
8"-127-LPVA-2601-AS3A | Pipe Line | Piping Line | PC002.02
6"-127-LPVA-2602-AS3A | Pipe Line | Piping Line | PC002.02
6"-127-LPVA-2603-AS3A | Pipe Line | Piping Line | PC002.02
8"-127-LPVA-2604-AS3A | Pipe Line | Piping Line | PC002.02
4"-127-LPVA-2605-AS3A | Pipe Line | Piping Line | PC002.02
8"-127-LPVA-2606-AS3A | Pipe Line | Piping Line | PC002.02
8"-127-LPVA-2607-AS3A | Pipe Line | Piping Line | PC002.02
8"-127-LPVA-2608-AS3A | Pipe Line | Piping Line | PC002.02
6"-127-LPVA-2609-AS3A | Pipe Line | Piping Line | PC002.02
12"-661-LPPM-2040-DD3A | Pipe Line | Piping Line | PC002.02
14"-661-LPPM-2118-GD3A-PP | Pipe Line | Piping Line | PC002.02
12"-661-LPPM-2046-DD3A | Pipe Line | Piping Line | PC002.02
8"-661-LPPM-2127-GL31 | Pipe Line | Piping Line | PC002.02
8"-661-LPPM-2128-GD3A-PP | Pipe Line | Piping Line | PC002.02
2"-661-LPPM-2129-GL31 | Pipe Line | Piping Line | PC002.02
3"-661-LPPM-2130-GL31 | Pipe Line | Piping Line | PC002.02
16"-661-LPPM-2131-GL35 | Pipe Line | Piping Line | PC002.02
8"-661-LPPM-2133-GL31 | Pipe Line | Piping Line | PC002.02
2"-661-LPPM-2134-GL31 | Pipe Line | Piping Line | PC002.02
8"-661-LPPM-2135-GD3A-PP | Pipe Line | Piping Line | PC002.02
3"-661-LPPM-2136-GL31 | Pipe Line | Piping Line | PC002.02
12"-661-LPPM-2064-DD3A | Pipe Line | Piping Line | PC002.02
3"-661-LPPM-2142-GD3A-PP | Pipe Line | Piping Line | PC002.02
14"-661-LPPM-2143-DD3A-PP | Pipe Line | Piping Line | PC002.02
12"-661-LPPM-2070-DD3A | Pipe Line | Piping Line | PC002.02
10"-661-LPPM-2149-GD3A-PP | Pipe Line | Piping Line | PC002.02
12"-661-LPPM-2150-GD3A-PP | Pipe Line | Piping Line | PC002.02
12"-661-LPPM-2151-GD3A-PP | Pipe Line | Piping Line | PC002.02
12"-661-LPPM-2152-GD3A-PP | Pipe Line | Piping Line | PC002.02
12"-661-LPPM-2153-GD3A-PP | Pipe Line | Piping Line | PC002.02
12"-661-LPPM-2154-GD3A-PP | Pipe Line | Piping Line | PC002.02
12"-661-LPPM-2155-GD3A-PP | Pipe Line | Piping Line | PC002.02
12"-661-LPPM-2156-GD3A-PP | Pipe Line | Piping Line | PC002.02
12"-661-LPPM-2157-GD3A-PP | Pipe Line | Piping Line | PC002.02
12"-661-LPPM-2158-GD3A-PP | Pipe Line | Piping Line | PC002.02
12"-661-LPPM-2159-GD3A-PP | Pipe Line | Piping Line | PC002.02
10"-661-LPPM-2160-GD3A-PP | Pipe Line | Piping Line | PC002.02
2"-771-LPPG-2035-KL31-PP | Pipe Line | Piping Line | PC002.02
6"-771-LPPG-2036-GS30 | Pipe Line | Piping Line | PC002.02
14"-771-LPPG-2042-DD3A | Pipe Line | Piping Line | PC002.02
2"-771-LPPG-2043-AD3A | Pipe Line | Piping Line | PC002.02
3"-771-LPPG-2045-AS30 | Pipe Line | Piping Line | PC002.02
3"-771-LPPG-2048-AS30 | Pipe Line | Piping Line | PC002.02
2"-126-LPDN-1270-AG3A | Pipe Line | Piping Line | ER008.01.01
2"-771-LPPG-2054-DL32 | Pipe Line | Piping Line | PC002.02
12"-771-LPPG-2056-LX3J-PP | Pipe Line | Piping Line | PC002.02
8"-771-LPPG-2057-LX3J | Pipe Line | Piping Line | PC002.02
4"-771-LPPG-2058-LX3J | Pipe Line | Piping Line | PC002.02
16"-771-LPPG-2059-DD3A | Pipe Line | Piping Line | PC002.02
10"-771-LPPG-2061-KD3A | Pipe Line | Piping Line | PC002.02
10"-771-LPPG-2062-KD3A | Pipe Line | Piping Line | PC002.02
2"-771-LPPG-2063-KY30 | Pipe Line | Piping Line | PC002.02
12"-771-LPPG-2064-KD3A | Pipe Line | Piping Line | PC002.02
20"-771-LPPG-2069-DD3A | Pipe Line | Piping Line | PC002.02
6"-771-LPPG-2070-DL32 | Pipe Line | Piping Line | PC002.02
1"-771-LPPG-2071-ES30 | Pipe Line | Piping Line | PC002.02
18"-771-LPPG-2074-BS30 | Pipe Line | Piping Line | PC002.02
18"-771-LPPG-2075-BD3A | Pipe Line | Piping Line | PC002.02
6"-771-LPPG-2961-DD3A | Pipe Line | Piping Line | PC002.02
18"-771-LPPG-2077-BS30 | Pipe Line | Piping Line | PC002.02
4"-771-LPPG-2080-BS30 | Pipe Line | Piping Line | PC002.02
18"-771-LPPG-2081-BS30 | Pipe Line | Piping Line | PC002.02
18"-771-LPPG-2082-BS30 | Pipe Line | Piping Line | PC002.02
8"-771-LPPG-2085-BS30 | Pipe Line | Piping Line | PC002.02
3"-771-LPPG-2088-BS30 | Pipe Line | Piping Line | PC002.02
3"-772-LPPG-2085-DS30 | Pipe Line | Piping Line | PC002.02
3"-772-LPPG-2087-DL32-ET | Pipe Line | Piping Line | PC002.02
2"-772-LPPG-2090-DL32-ET | Pipe Line | Piping Line | PC002.02
6"-772-LPPG-2093-AS30-PP | Pipe Line | Piping Line | PC002.02
2"-772-LPPG-2096-DS30 | Pipe Line | Piping Line | PC002.02
3"-772-LPPG-2104-DS30-ET | Pipe Line | Piping Line | PC002.02
4"-772-LPPG-2106-AD3A | Pipe Line | Piping Line | PC002.02
3"-772-LPPG-2109-DS30 | Pipe Line | Piping Line | PC002.02
2"-772-LPPG-2110-AD3A | Pipe Line | Piping Line | PC002.02
2"-772-LPPG-2111-AD3A-PP | Pipe Line | Piping Line | PC002.02
8"-772-LPPG-2112-AD3A-PP | Pipe Line | Piping Line | PC002.02
2"-772-LPPG-2113-DL32-ET | Pipe Line | Piping Line | PC002.02
2"-772-LPPG-2114-DL32-ET | Pipe Line | Piping Line | PC002.02
1"-772-LPPG-2115-AD3A | Pipe Line | Piping Line | PC002.02
8"-772-LPPG-2252-DL31 | Pipe Line | Piping Line | PC002.02
10"-772-LPPG-2255-DL31 | Pipe Line | Piping Line | PC002.02
10"-772-LPPG-2256-DL31 | Pipe Line | Piping Line | PC002.02
10"-772-LPPG-2257-DL31 | Pipe Line | Piping Line | PC002.02
10"-772-LPPG-2258-DL31 | Pipe Line | Piping Line | PC002.02
10"-772-LPPG-2262-DL31 | Pipe Line | Piping Line | PC002.02
10"-772-LPPG-2263-DL31 | Pipe Line | Piping Line | PC002.02
10"-772-LPPG-2264-DL31 | Pipe Line | Piping Line | PC002.02
10"-772-LPPG-2268-DL31 | Pipe Line | Piping Line | PC002.02
2"-772-LPPG-2269-DL31 | Pipe Line | Piping Line | PC002.02
2"-772-LPPG-2270-DL31 | Pipe Line | Piping Line | PC002.02
4"-772-LPPG-2401-DL31 | Pipe Line | Piping Line | PC002.02
4"-772-LPPG-2403-DL31 | Pipe Line | Piping Line | PC002.02
2"-772-LPPG-2405-DL31 | Pipe Line | Piping Line | PC002.02
8"-775-LPPG-2760-KX3J | Pipe Line | Piping Line | PC002.02
8"-775-LPPG-2761-KX3J | Pipe Line | Piping Line | PC002.02
8"-775-LPPG-2762-KX3J | Pipe Line | Piping Line | PC002.02
8"-775-LPPG-2763-KX3J | Pipe Line | Piping Line | PC002.02
8"-775-LPPG-2764-KX3J | Pipe Line | Piping Line | PC002.02
8"-775-LPPG-2765-KX3J | Pipe Line | Piping Line | PC002.02
10"-775-LPPG-2766-KL8M | Pipe Line | Piping Line | PC002.02
8"-775-LPPG-2768-KX3J | Pipe Line | Piping Line | PC002.02
8"-775-LPPG-2769-KX3J | Pipe Line | Piping Line | PC002.02
10"-775-LPPG-2770-KL8M | Pipe Line | Piping Line | PC002.02
8"-775-LPPG-2772-KX3J | Pipe Line | Piping Line | PC002.02
8"-775-LPPG-2773-KX3J | Pipe Line | Piping Line | PC002.02
10"-775-LPPG-2774-KL8M | Pipe Line | Piping Line | PC002.02
10"-775-LPPG-2775-KD3A | Pipe Line | Piping Line | PC002.02
8"-775-LPPG-2776-KX3J | Pipe Line | Piping Line | PC002.02
10"-775-LPPG-2778-KL8M | Pipe Line | Piping Line | PC002.02
4"-775-LPPG-2779-KD3A | Pipe Line | Piping Line | PC002.02
6"-775-LPPG-2790-KD3A | Pipe Line | Piping Line | PC002.02
14"-776-LPBH-2006-AS34 | Pipe Line | Piping Line | PC002.02
18"-776-LPBH-2007-AL3Y | Pipe Line | Piping Line | PC002.02
18"-776-LPBH-2008-AL3Y | Pipe Line | Piping Line | PC002.02
12"-776-LPBH-2009-AS3X | Pipe Line | Piping Line | PC002.02
14"-776-LPBH-2011-AL31 | Pipe Line | Piping Line | PC002.02
4"-776-LPBH-2012-AS3X | Pipe Line | Piping Line | PC002.02
18"-776-LPBH-2013-AL31 | Pipe Line | Piping Line | PC002.02
18"-776-LPBH-2014-AL3Y | Pipe Line | Piping Line | PC002.02
18"-776-LPBH-2015-AL3Y | Pipe Line | Piping Line | PC002.02
18"-776-LPBH-2016-AL3Y | Pipe Line | Piping Line | PC002.02
8"-776-LPBL-2707-AC31 | Pipe Line | Piping Line | PC002.02
8"-776-LPBL-2708-AC31 | Pipe Line | Piping Line | PC002.02
2"-776-LPBL-2709-AC31 | Pipe Line | Piping Line | PC002.02
8"-776-LPBL-2710-AC31 | Pipe Line | Piping Line | PC002.02
4"-776-LPBL-2711-AC31 | Pipe Line | Piping Line | PC002.02
2"-776-LPBL-2712-AC31 | Pipe Line | Piping Line | PC002.02
4"-776-LPBL-2713-AC31 | Pipe Line | Piping Line | PC002.02
4"-776-LPBL-2714-AC31 | Pipe Line | Piping Line | PC002.02
3"-776-LPBL-2717-AC31 | Pipe Line | Piping Line | PC002.02
3"-776-LPBL-2718-AC31 | Pipe Line | Piping Line | PC002.02
2"-776-LPBL-2719-AC31 | Pipe Line | Piping Line | PC002.02
2"-776-LPBL-2720-AC31 | Pipe Line | Piping Line | PC002.02
6"-776-LPBL-2726-AC31 | Pipe Line | Piping Line | PC002.02
6"-776-LPBL-2727-AC31 | Pipe Line | Piping Line | PC002.02
2"-776-LPBL-2728-AC31 | Pipe Line | Piping Line | PC002.02
2"-776-LPBL-2729-AC31 | Pipe Line | Piping Line | PC002.02
2"-776-LPBL-2730-AC31 | Pipe Line | Piping Line | PC002.02
2"-776-LPBL-2733-AC31 | Pipe Line | Piping Line | PC002.02
2"-776-LPBL-2734-AC31 | Pipe Line | Piping Line | PC002.02
4"-776-LPBL-2742-AC31 | Pipe Line | Piping Line | PC002.02
8"-776-LPBL-2744-AC31 | Pipe Line | Piping Line | PC002.02
8"-776-LPBL-2745-AC31 | Pipe Line | Piping Line | PC002.02
8"-776-LPBL-2746-AC31 | Pipe Line | Piping Line | PC002.02
20"-776-LPBL-2807-AC32 | Pipe Line | Piping Line | PC002.02
3"-776-LPBL-2808-AC32 | Pipe Line | Piping Line | PC002.02
3"-776-LPBL-2812-AD3A-ET | Pipe Line | Piping Line | PC002.02
4"-776-LPBL-2826-AC31 | Pipe Line | Piping Line | PC002.02
8"-776-LPBL-2839-AC31 | Pipe Line | Piping Line | PC002.02
4"-776-LPBL-2850-AC31 | Pipe Line | Piping Line | PC002.02
2"-113-LPDC-3111-BS30 | Pipe Line | Piping Line | ER008.01.01
6"-113-LPDN-2809-AE3N | Pipe Line | Piping Line | ER008.01.01
2"-113-LPDC-3113-DS30 | Pipe Line | Piping Line | ER008.01.01
2"-113-LPDC-3114-DS30 | Pipe Line | Piping Line | ER008.01.01
2"-113-LPDC-3115-DS30 | Pipe Line | Piping Line | ER008.01.01
2"-113-LPDC-3116-DS30 | Pipe Line | Piping Line | ER008.01.01
2"-113-LPDC-3117-DS30 | Pipe Line | Piping Line | ER008.01.01
2"-113-LPDC-3118-DS30 | Pipe Line | Piping Line | ER008.01.01
4"-771-LPPL-2648-BS30 | Pipe Line | Piping Line | PC002.02
3"-771-LPPL-2649-BS30 | Pipe Line | Piping Line | PC002.02
3"-771-LPPL-2654-AS30 | Pipe Line | Piping Line | PC002.02
4"-771-LPPL-2697-BS30 | Pipe Line | Piping Line | PC002.02
2"-113-LPDC-3119-DS30 | Pipe Line | Piping Line | ER008.01.01
2"-113-LPDC-3127-DS30 | Pipe Line | Piping Line | ER008.01.01
2"-113-LPDC-3128-DS30 | Pipe Line | Piping Line | ER008.01.01
2"-113-LPDC-3211-AD3A | Pipe Line | Piping Line | ER008.01.01
2"-113-LPDC-3212-AD3A | Pipe Line | Piping Line | ER008.01.01
2"-113-LPDC-3213-AD3A | Pipe Line | Piping Line | ER008.01.01
2"-113-LPDC-3205-AD3A | Pipe Line | Piping Line | ER008.01.01
6"-113-LPDC-3222-AD3A-PP | Pipe Line | Piping Line | ER008.01.01
2"-113-LPDC-3223-AD3A | Pipe Line | Piping Line | ER008.01.01
2"-113-LPDC-3135-ES30 | Pipe Line | Piping Line | ER008.01.01
2"-113-LPDC-3136-ES30 | Pipe Line | Piping Line | ER008.01.01
2"-113-LPDC-3137-DS30 | Pipe Line | Piping Line | ER008.01.01
2"-113-LPDC-3138-DS30 | Pipe Line | Piping Line | ER008.01.01
2"-113-LPDC-3139-DS30 | Pipe Line | Piping Line | ER008.01.01
2"-113-LPDC-3140-ES30 | Pipe Line | Piping Line | ER008.01.01
2"-113-LPDC-3150-BS30 | Pipe Line | Piping Line | ER008.01.01
2"-113-LPDC-3151-BS30 | Pipe Line | Piping Line | ER008.01.01
8"-126-LPWI-1415-DX3A | Pipe Line | Piping Line | 0
6"-126-LPWI-1784-AX3A | Pipe Line | Piping Line | 0
8"-126-LPWI-1442-DX3A | Pipe Line | Piping Line | 0
8"-126-LPWI-1416-DX3A | Pipe Line | Piping Line | 0
10"-126-LPWI-1406-DX3A | Pipe Line | Piping Line | 0
8"-126-LPWI-1386-DX3A | Pipe Line | Piping Line | 0
6"-126-LPWI-1388-DX3A | Pipe Line | Piping Line | 0
CC-PM2-DSS-1 | Corrosion Circuit | Piping Line | PC002.02
CC-PM3-CS-1 | Corrosion Circuit | Piping Line | PC002.02
CC-PM3-DSS-1 | Corrosion Circuit | Piping Line | PC002.02
CC-PM4-DSS-1 | Corrosion Circuit | Piping Line | PC002.02
CC-VA1-CS-1 | Corrosion Circuit | Piping Line | PC002.02
CC-VA1-GRP-1 | Corrosion Circuit | Piping Line | PC002.02
CC-VA1-SS-2 | Corrosion Circuit | Piping Line | PC002.02
CC-VA2-SS-1 | Corrosion Circuit | Piping Line | PC002.02
CC-VA3-SS-1 | Corrosion Circuit | Piping Line | PC002.02
CC-WF1-GCS-1 | Corrosion Circuit | Piping Line | PS008.01
CC-WI3-SDSS-1 | Corrosion Circuit | Piping Line | 0
CC-WP1-CS-1 | Corrosion Circuit | Piping Line | PC002.02
CC-WP1-DSS-1 | Corrosion Circuit | Piping Line | PC002.02
CC-WP2-DSS-1 | Corrosion Circuit | Piping Line | PC002.02
CC-WP3-DSS-1 | Corrosion Circuit | Piping Line | PC002.02
CC-WP4-DSS-1 | Corrosion Circuit | Piping Line | PC002.02
CC-WS3-SDSS-1 | Corrosion Circuit | Piping Line | 0
2"-113-LPDC-3141-BD3A | Pipe Line | Piping Line | ER008.01.01
2"-113-LPDC-3142-DD3A | Pipe Line | Piping Line | ER008.01.01
2"-113-LPDC-3143-DD3A | Pipe Line | Piping Line | ER008.01.01
3"-113-LPDC-3174-AD3A | Pipe Line | Piping Line | ER008.01.01
2"-113-LPDC-3180-DD3A | Pipe Line | Piping Line | ER008.01.01
2"-113-LPDC-3181-AD3A | Pipe Line | Piping Line | ER008.01.01
2"-113-LPDC-3182-AD3A | Pipe Line | Piping Line | ER008.01.01
2"-113-LPDC-3183-BD3A | Pipe Line | Piping Line | ER008.01.01
1"-113-LPDH-2088-AC3E | Pipe Line | Piping Line | ER008.01.01
2"-113-LPDC-3184-BD3A | Pipe Line | Piping Line | ER008.01.01
2"-113-LPDC-3185-BD3A | Pipe Line | Piping Line | ER008.01.01
2"-113-LPDC-3186-BD3A | Pipe Line | Piping Line | ER008.01.01
2"-113-LPDC-3188-AD3A | Pipe Line | Piping Line | ER008.01.01
2"-113-LPDC-3189-AD3A | Pipe Line | Piping Line | ER008.01.01
2"-113-LPDC-3190-AD3A | Pipe Line | Piping Line | ER008.01.01
2"-113-LPDC-3191-DD3A | Pipe Line | Piping Line | ER008.01.01
2"-113-LPDC-3192-DD3A | Pipe Line | Piping Line | ER008.01.01
2"-113-LPDC-3193-AD3A | Pipe Line | Piping Line | ER008.01.01
2"-113-LPDC-3194-DD3A | Pipe Line | Piping Line | ER008.01.01
2"-113-LPDC-3251-BD3A | Pipe Line | Piping Line | ER008.01.01
2"-113-LPDC-3252-DD3A | Pipe Line | Piping Line | ER008.01.01
2"-113-LPDC-3253-BD3A | Pipe Line | Piping Line | ER008.01.01
2"-113-LPDC-3254-AD3A | Pipe Line | Piping Line | ER008.01.01
2"-113-LPDC-3255-DD3A | Pipe Line | Piping Line | ER008.01.01
2"-113-LPDC-3256-DD3A | Pipe Line | Piping Line | ER008.01.01
2"-113-LPDC-3257-AD3A | Pipe Line | Piping Line | ER008.01.01
2"-113-LPDC-3258-DD3A | Pipe Line | Piping Line | ER008.01.01
2"-113-LPDC-3259-DD3A | Pipe Line | Piping Line | ER008.01.01
2"-113-LPDH-3515-AE3N | Pipe Line | Piping Line | ER008.01.01
3"-113-LPDH-3516-AE3N | Pipe Line | Piping Line | ER008.01.01
0.75"-113-LPDH-3518-AE3N | Pipe Line | Piping Line | ER008.01.01
0.5"-113-LPDH-3519-AE3N | Pipe Line | Piping Line | ER008.01.01
2"-113-LPDH-3520-AE3N | Pipe Line | Piping Line | ER008.01.01
0.5"-113-LPDH-3521-AE3N | Pipe Line | Piping Line | ER008.01.01
3"-113-LPDH-3522-AE3N | Pipe Line | Piping Line | ER008.01.01
1"-113-LPDH-3525-AE3N | Pipe Line | Piping Line | ER008.01.01
2"-113-LPDH-3531-AE3N | Pipe Line | Piping Line | ER008.01.01
4"-113-LPDH-3532-AE3N | Pipe Line | Piping Line | ER008.01.01
2"-113-LPDH-3550-AE3N | Pipe Line | Piping Line | ER008.01.01
2"-113-LPDH-3551-AE3N | Pipe Line | Piping Line | ER008.01.01
2"-113-LPDH-3552-AE3N | Pipe Line | Piping Line | ER008.01.01
3"-113-LPDH-3571-AE3N | Pipe Line | Piping Line | ER008.01.01
2"-113-LPDH-3591-AE3N | Pipe Line | Piping Line | ER008.01.01
3"-113-LPDH-3610-AE3N | Pipe Line | Piping Line | ER008.01.01
2"-113-LPDH-3611-AE3N | Pipe Line | Piping Line | ER008.01.01
6"-113-LPDH-3612-AE3N | Pipe Line | Piping Line | ER008.01.01
6"-113-LPDH-3613-AE3N | Pipe Line | Piping Line | ER008.01.01
2"-113-LPDH-3614-AE3N | Pipe Line | Piping Line | ER008.01.01
2"-113-LPDC-2982-AD3A-PP | Pipe Line | Piping Line | ER008.01.01
3"-113-LPDH-3615-AE3N | Pipe Line | Piping Line | ER008.01.01
2"-113-LPDH-3630-AE3N | Pipe Line | Piping Line | ER008.01.01
2"-113-LPDH-3631-AE3N | Pipe Line | Piping Line | ER008.01.01
2"-113-LPDH-3632-AE3N | Pipe Line | Piping Line | ER008.01.01
2"-113-LPDH-3633-AE3N | Pipe Line | Piping Line | ER008.01.01
2"-113-LPDH-3634-AE3N | Pipe Line | Piping Line | ER008.01.01
2"-113-LPDC-2983-AD3A-PP | Pipe Line | Piping Line | ER008.01.01
6"-124-LPPL-2041-DD3A-PP | Pipe Line | Piping Line | PC002.02
6"-124-LPWP-2009-DD3A-PP | Pipe Line | Piping Line | PC002.02
6"-124-LPWP-2010-DD3A-PP | Pipe Line | Piping Line | PC002.02
10"-662-LPPL-2100-BD3A-HC | Pipe Line | Piping Line | PC002.02
10"-662-LPPL-2228-BD3A-HC | Pipe Line | Piping Line | PC002.02
16"-124-LPWP-2754-AD3A-PP | Pipe Line | Piping Line | PC002.02
10"-124-LPWP-2727-AD3A | Pipe Line | Piping Line | PC002.02
16"-124-LPWP-2728-AD3A | Pipe Line | Piping Line | PC002.02
10"-124-LPWP-2732-AD3A | Pipe Line | Piping Line | PC002.02
10"-124-LPWP-2735-AD3A | Pipe Line | Piping Line | PC002.02
10"-124-LPWP-2737-AD3A | Pipe Line | Piping Line | PC002.02
16"-124-LPWP-2738-AD3A | Pipe Line | Piping Line | PC002.02
12"-124-LPWP-2823-AD3A | Pipe Line | Piping Line | PC002.02
16"-124-LPWP-2824-AD3A | Pipe Line | Piping Line | PC002.02
20"-124-LPWP-2739-AD3A | Pipe Line | Piping Line | PC002.02
16"-124-LPWP-2736-AD3A | Pipe Line | Piping Line | PC002.02
16"-124-LPWP-2740-AD3A | Pipe Line | Piping Line | PC002.02
10"-124-LPWP-2746-AD3A | Pipe Line | Piping Line | PC002.02
10"-124-LPWP-2747-AD3A | Pipe Line | Piping Line | PC002.02
2"-127-LPVA-2701-AD3A | Pipe Line | Piping Line | PC002.02
3"-127-LPVA-2901-AC3E | Pipe Line | Piping Line | PC002.02
4"-127-LPVA-2994-AS3A-PP | Pipe Line | Piping Line | PC002.02
6"-127-LPVA-2995-AS3A-PP | Pipe Line | Piping Line | PC002.02
10"-661-LPPM-2161-GD3A-PP | Pipe Line | Piping Line | PC002.02
12"-661-LPPM-2162-GD3A-PP | Pipe Line | Piping Line | PC002.02
12"-661-LPPM-2163-GD3A-PP | Pipe Line | Piping Line | PC002.02
12"-661-LPPM-2087-DD3A | Pipe Line | Piping Line | PC002.02
14"-661-LPPM-2165-GD3A-PP | Pipe Line | Piping Line | PC002.02
14"-661-LPPM-2209-GD3A-PP | Pipe Line | Piping Line | PC002.02
14"-661-LPPM-2213-GD3A-PP | Pipe Line | Piping Line | PC002.02
14"-661-LPPM-2248-DD3A-PP | Pipe Line | Piping Line | PC002.02
12"-661-LPPM-2093-DD3A | Pipe Line | Piping Line | PC002.02
12"-661-LPPM-2106-DD3A | Pipe Line | Piping Line | PC002.02
8"-661-LPPM-2251-GL31 | Pipe Line | Piping Line | PC002.02
2"-661-LPPM-2252-GL31 | Pipe Line | Piping Line | PC002.02
3"-661-LPPM-2254-GL31 | Pipe Line | Piping Line | PC002.02
8"-661-LPPM-2255-GD3A-PP | Pipe Line | Piping Line | PC002.02
8"-661-LPPM-2258-GL31 | Pipe Line | Piping Line | PC002.02
2"-661-LPPM-2259-GL31 | Pipe Line | Piping Line | PC002.02
8"-661-LPPM-2263-GL31 | Pipe Line | Piping Line | PC002.02
2"-661-LPPM-2264-GL31 | Pipe Line | Piping Line | PC002.02
2"-661-LPPM-2266-GL31 | Pipe Line | Piping Line | PC002.02
8"-661-LPPM-2268-GL31 | Pipe Line | Piping Line | PC002.02
10"-661-LPPM-2269-GD3A-PP | Pipe Line | Piping Line | PC002.02
10"-661-LPPM-2270-GD3A-PP | Pipe Line | Piping Line | PC002.02
10"-661-LPPM-2271-GD3A-PP | Pipe Line | Piping Line | PC002.02
10"-661-LPPM-2272-GD3A-PP | Pipe Line | Piping Line | PC002.02
10"-661-LPPM-2273-GD3A-PP | Pipe Line | Piping Line | PC002.02
10"-661-LPPM-2274-GD3A-PP | Pipe Line | Piping Line | PC002.02
10"-661-LPPM-2275-GD3A-PP | Pipe Line | Piping Line | PC002.02
10"-661-LPPM-2276-GD3A-PP | Pipe Line | Piping Line | PC002.02
18"-771-LPPG-2090-BS30 | Pipe Line | Piping Line | PC002.02
2"-771-LPPG-2094-BS30 | Pipe Line | Piping Line | PC002.02
6"-771-LPPG-2095-BS30 | Pipe Line | Piping Line | PC002.02
14"-771-LPPG-2100-DL31-PP | Pipe Line | Piping Line | PC002.02
12"-771-LPPG-2102-DL31 | Pipe Line | Piping Line | PC002.02
6"-771-LPPG-2963-DD3A | Pipe Line | Piping Line | PC002.02
2"-771-LPPG-2970-DD3A | Pipe Line | Piping Line | PC002.02
14"-771-LPPG-2107-DD3A-PP | Pipe Line | Piping Line | PC002.02
18"-771-LPPG-2108-DS30 | Pipe Line | Piping Line | PC002.02
2"-771-LPPG-2113-GS30 | Pipe Line | Piping Line | PC002.02
18"-771-LPPG-2115-BS30 | Pipe Line | Piping Line | PC002.02
6"-771-LPPG-2118-BS30 | Pipe Line | Piping Line | PC002.02
18"-771-LPPG-2122-DL32 | Pipe Line | Piping Line | PC002.02
2"-771-LPPG-2123-FL31 | Pipe Line | Piping Line | PC002.02
14"-771-LPPG-2124-DL31-PP | Pipe Line | Piping Line | PC002.02
18"-771-LPPG-2125-ES30-PP | Pipe Line | Piping Line | PC002.02
12"-771-LPPG-2126-DL31 | Pipe Line | Piping Line | PC002.02
20"-772-LPPG-2000-DD3A | Pipe Line | Piping Line | PC002.02
3"-771-LPPG-2128-LX3J | Pipe Line | Piping Line | PC002.02
3"-771-LPPG-2103-DD3A | Pipe Line | Piping Line | PC002.02
14"-771-LPPG-2132-DD3A-PP | Pipe Line | Piping Line | PC002.02
18"-771-LPPG-2133-DS30 | Pipe Line | Piping Line | PC002.02
3"-771-LPPG-2134-LX3J | Pipe Line | Piping Line | PC002.02
12"-771-LPPG-2150-GS30 | Pipe Line | Piping Line | PC002.02
16"-771-LPPG-2151-DL32 | Pipe Line | Piping Line | PC002.02
16"-771-LPPG-2154-FL31 | Pipe Line | Piping Line | PC002.02
16"-771-LPPG-2159-EL32 | Pipe Line | Piping Line | PC002.02
10"-771-LPPG-2161-FL31 | Pipe Line | Piping Line | PC002.02
3"-772-LPPG-2407-DL31 | Pipe Line | Piping Line | PC002.02
3"-772-LPPG-2408-DL31 | Pipe Line | Piping Line | PC002.02
6"-772-LPPG-2409-DL31 | Pipe Line | Piping Line | PC002.02
6"-772-LPPG-2411-DL31 | Pipe Line | Piping Line | PC002.02
3"-772-LPPG-2413-DL31 | Pipe Line | Piping Line | PC002.02
3"-772-LPPG-2414-DL31 | Pipe Line | Piping Line | PC002.02
2"-772-LPPG-2422-DL31-HC | Pipe Line | Piping Line | PC002.02
2"-772-LPPG-2423-DL31-HC | Pipe Line | Piping Line | PC002.02
8"-772-LPPG-2602-DD3A | Pipe Line | Piping Line | PC002.02
10"-772-LPPG-2753-DL31-HC | Pipe Line | Piping Line | PC002.02
8"-772-LPPG-2760-DL31 | Pipe Line | Piping Line | PC002.02
10"-772-LPPG-2761-DL32 | Pipe Line | Piping Line | PC002.02
12"-772-LPPG-2762-DL32-CC | Pipe Line | Piping Line | PC002.02
2"-772-LPPG-2765-DL32 | Pipe Line | Piping Line | PC002.02
10"-772-LPPG-2768-DL31-CC | Pipe Line | Piping Line | PC002.02
10"-772-LPPG-2769-DL31-CC | Pipe Line | Piping Line | PC002.02
10"-772-LPPG-2779-DL31-CC | Pipe Line | Piping Line | PC002.02
10"-772-LPPG-2780-DL31-CC | Pipe Line | Piping Line | PC002.02
6"-772-LPPG-2781-DL31-CC | Pipe Line | Piping Line | PC002.02
4"-772-LPPG-2783-DL31 | Pipe Line | Piping Line | PC002.02
2"-772-LPPG-2784-DL31 | Pipe Line | Piping Line | PC002.02
10"-772-LPPG-2786-DL31-CC | Pipe Line | Piping Line | PC002.02
2"-772-LPPG-2787-DL31-CC | Pipe Line | Piping Line | PC002.02
2"-772-LPPG-2791-DL31 | Pipe Line | Piping Line | PC002.02
10"-772-LPPG-2793-DL31-CC | Pipe Line | Piping Line | PC002.02
2"-772-LPPG-2794-DL31-CC | Pipe Line | Piping Line | PC002.02
2"-772-LPPG-2798-DL31 | Pipe Line | Piping Line | PC002.02
4"-772-LPPG-2800-DL32 | Pipe Line | Piping Line | PC002.02
18"-776-LPBH-2017-AL3Y | Pipe Line | Piping Line | PC002.02
12"-776-LPBH-2018-AL31 | Pipe Line | Piping Line | PC002.02
18"-776-LPBH-2019-AL31 | Pipe Line | Piping Line | PC002.02
18"-776-LPBH-2020-AL31 | Pipe Line | Piping Line | PC002.02
14"-776-LPBH-2021-AL31 | Pipe Line | Piping Line | PC002.02
14"-776-LPBH-2022-AL31 | Pipe Line | Piping Line | PC002.02
14"-776-LPBH-2023-AL31 | Pipe Line | Piping Line | PC002.02
18"-776-LPBH-2025-AL3Y | Pipe Line | Piping Line | PC002.02
4"-776-LPBH-2026-AL31 | Pipe Line | Piping Line | PC002.02
4"-776-LPBH-2027-AL31 | Pipe Line | Piping Line | PC002.02
24"-776-LPBH-2029-AL3Y | Pipe Line | Piping Line | PC002.02
30"-776-LPBH-2033-AL3Y | Pipe Line | Piping Line | PC002.02
3"-776-LPBH-2039-AL31 | Pipe Line | Piping Line | PC002.02
18"-776-LPBH-2040-AL3Y | Pipe Line | Piping Line | PC002.02
6"-776-LPBH-2041-AL31 | Pipe Line | Piping Line | PC002.02
10"-776-LPBH-2042-AS3X | Pipe Line | Piping Line | PC002.02
14"-776-LPBH-2043-AL31 | Pipe Line | Piping Line | PC002.02
14"-776-LPBH-2044-AS3X | Pipe Line | Piping Line | PC002.02
16"-776-LPBH-2045-AS3X | Pipe Line | Piping Line | PC002.02
18"-776-LPBH-2046-AL3Y | Pipe Line | Piping Line | PC002.02
18"-776-LPBH-2047-AL3Y | Pipe Line | Piping Line | PC002.02
6"-776-LPBH-2049-AL31 | Pipe Line | Piping Line | PC002.02
6"-776-LPBH-2050-AL31 | Pipe Line | Piping Line | PC002.02
4"-776-LPBH-2054-AL31 | Pipe Line | Piping Line | PC002.02
4"-776-LPBH-2055-AL31 | Pipe Line | Piping Line | PC002.02
4"-776-LPBH-2056-AL31 | Pipe Line | Piping Line | PC002.02
4"-776-LPBH-2057-AL31 | Pipe Line | Piping Line | PC002.02
18"-776-LPBH-2058-AL31 | Pipe Line | Piping Line | PC002.02
8"-776-LPBL-2853-AC32 | Pipe Line | Piping Line | PC002.02
4"-776-LPBL-2857-AC31 | Pipe Line | Piping Line | PC002.02
8"-776-LPBL-2876-AC31 | Pipe Line | Piping Line | PC002.02
8"-776-LPBL-2877-AC31 | Pipe Line | Piping Line | PC002.02
2"-776-LPBL-2878-AC31 | Pipe Line | Piping Line | PC002.02
6"-776-LPBL-2879-AC31 | Pipe Line | Piping Line | PC002.02
6"-776-LPBL-2880-AC31 | Pipe Line | Piping Line | PC002.02
2"-776-LPBL-2881-AC31 | Pipe Line | Piping Line | PC002.02
6"-776-LPBL-2882-AC31 | Pipe Line | Piping Line | PC002.02
6"-776-LPBL-2883-AC31 | Pipe Line | Piping Line | PC002.02
2"-776-LPBL-2884-AC31 | Pipe Line | Piping Line | PC002.02
6"-776-LPBL-2885-AC31 | Pipe Line | Piping Line | PC002.02
6"-776-LPBL-2886-AC31 | Pipe Line | Piping Line | PC002.02
2"-776-LPBL-2887-AC31 | Pipe Line | Piping Line | PC002.02
3"-776-LPBL-2927-AC31 | Pipe Line | Piping Line | PC002.02
3"-776-LPBL-2929-AC31 | Pipe Line | Piping Line | PC002.02
3"-776-LPBL-2931-AC31 | Pipe Line | Piping Line | PC002.02
3"-776-LPBL-2936-AC31 | Pipe Line | Piping Line | PC002.02
2"-776-LPBL-2945-AL31 | Pipe Line | Piping Line | PC002.02
2"-776-LPBL-2946-AL31 | Pipe Line | Piping Line | PC002.02
6"-776-LPBL-3063-AC31 | Pipe Line | Piping Line | PC002.02
2"-776-LPBL-3064-AC31 | Pipe Line | Piping Line | PC002.02
2"-776-LPBL-3065-AC31 | Pipe Line | Piping Line | PC002.02
2"-776-LPBL-3134-DC31 | Pipe Line | Piping Line | PC002.02
2"-776-LPBL-3136-AC31 | Pipe Line | Piping Line | PC002.02
2"-776-LPBL-3143-DC31 | Pipe Line | Piping Line | PC002.02
2"-776-LPBL-3148-DC31 | Pipe Line | Piping Line | PC002.02
2"-776-LPBL-3149-AC31 | Pipe Line | Piping Line | PC002.02
2"-776-LPBL-3150-DL31 | Pipe Line | Piping Line | PC002.02
2"-113-LPDC-3152-BS30 | Pipe Line | Piping Line | ER008.01.01
2"-113-LPDC-3154-BS30 | Pipe Line | Piping Line | ER008.01.01
2"-113-LPDC-3156-DS30 | Pipe Line | Piping Line | ER008.01.01
2"-113-LPDC-3160-AS30 | Pipe Line | Piping Line | ER008.01.01
2"-113-LPDC-3161-AS30 | Pipe Line | Piping Line | ER008.01.01
2"-113-LPDC-3226-AD3A | Pipe Line | Piping Line | ER008.01.01
2"-113-LPDC-3227-AD3A | Pipe Line | Piping Line | ER008.01.01
2"-113-LPDC-3163-DS30 | Pipe Line | Piping Line | ER008.01.01
2"-113-LPDC-3228-AD3A | Pipe Line | Piping Line | ER008.01.01
2"-113-LPDC-3229-AD3A | Pipe Line | Piping Line | ER008.01.01
2"-113-LPDC-3248-AD3A | Pipe Line | Piping Line | ER008.01.01
2"-113-LPDC-3165-DS34 | Pipe Line | Piping Line | ER008.01.01
2"-113-LPDC-3166-DS34 | Pipe Line | Piping Line | ER008.01.01
2"-113-LPDC-3167-DS34 | Pipe Line | Piping Line | ER008.01.01
2"-113-LPDC-3168-DS34 | Pipe Line | Piping Line | ER008.01.01
2"-113-LPDC-3169-DS34 | Pipe Line | Piping Line | ER008.01.01
2"-113-LPDC-3170-DS34 | Pipe Line | Piping Line | ER008.01.01
2"-113-LPDC-3230-AD3A | Pipe Line | Piping Line | ER008.01.01
2"-113-LPDC-3175-DS34 | Pipe Line | Piping Line | ER008.01.01
2"-113-LPDC-3176-DS34 | Pipe Line | Piping Line | ER008.01.01
2"-113-LPDC-3247-AD3A | Pipe Line | Piping Line | ER008.01.01
2"-113-LPDC-3255-AD3A | Pipe Line | Piping Line | ER008.01.01
2"-113-LPDC-3177-DS34 | Pipe Line | Piping Line | ER008.01.01
2"-113-LPDC-3178-DS34 | Pipe Line | Piping Line | ER008.01.01
2"-113-LPDC-3246-AD3A | Pipe Line | Piping Line | ER008.01.01
2"-113-LPDC-3625-AD3A | Pipe Line | Piping Line | ER008.01.01
2"-113-LPDC-3627-AD3A | Pipe Line | Piping Line | ER008.01.01
2"-113-LPDC-3628-AD3A | Pipe Line | Piping Line | ER008.01.01
14"-128-LPDN-1028-AS3A | Pipe Line | Piping Line | ER008.01.01
12"-128-LPVA-1264-AS3A | Pipe Line | Piping Line | PC002.02
12"-128-LPVA-1265-AS3A | Pipe Line | Piping Line | PC002.02
3"-128-LPDN-1299-AS3A | Pipe Line | Piping Line | ER008.01.01
CC-GN1-SS-1 | Corrosion Circuit | Piping Line | IC004.01.03
CC-DN1-SS-1 | Corrosion Circuit | Piping Line | ER008.01.01
CC-DN1-SDSS-1 | Corrosion Circuit | Piping Line | ER008.01.01
CC-VA1-SS-1 | Corrosion Circuit | Piping Line | PC002.02
CC-VA1-DSS-1 | Corrosion Circuit | Piping Line | PC002.02
2"-113-LPDC-3260-BD3A | Pipe Line | Piping Line | ER008.01.01
2"-113-LPDC-3155-DS30 | Pipe Line | Piping Line | ER008.01.01
2"-113-LPDC-3262-AD3A | Pipe Line | Piping Line | ER008.01.01
2"-113-LPDC-3263-AD3A | Pipe Line | Piping Line | ER008.01.01
3"-113-LPDC-3264-AD3A | Pipe Line | Piping Line | ER008.01.01
2"-113-LPDC-3265-DD3A | Pipe Line | Piping Line | ER008.01.01
3"-113-LPDC-3266-DD3A | Pipe Line | Piping Line | ER008.01.01
3"-113-LPDC-3267-BD3A | Pipe Line | Piping Line | ER008.01.01
2"-113-LPDC-3312-BD3A | Pipe Line | Piping Line | ER008.01.01
4"-113-LPDC-3702-AD3A | Pipe Line | Piping Line | ER008.01.01
4"-113-LPDC-3704-AD3A | Pipe Line | Piping Line | ER008.01.01
2"-113-LPDC-3826-AD3A | Pipe Line | Piping Line | ER008.01.01
2"-113-LPDC-2987-AD3A | Pipe Line | Piping Line | ER008.01.01
2"-113-LPDC-2986-AD3A | Pipe Line | Piping Line | ER008.01.01
2"-113-LPDC-2988-AD3A | Pipe Line | Piping Line | ER008.01.01
2"-113-LPDC-2989-AD3A | Pipe Line | Piping Line | ER008.01.01
2"-113-LPDC-2990-AD3A | Pipe Line | Piping Line | ER008.01.01
2"-113-LPDC-2991-AD3A | Pipe Line | Piping Line | ER008.01.01
2"-113-LPDC-2993-AD3A | Pipe Line | Piping Line | ER008.01.01
2"-113-LPDC-2994-AD3A | Pipe Line | Piping Line | ER008.01.01
2"-113-LPDC-2992-AD3A | Pipe Line | Piping Line | ER008.01.01
2"-113-LPDC-2995-AD3A | Pipe Line | Piping Line | ER008.01.01
2"-113-LPDC-2996-AD3A | Pipe Line | Piping Line | ER008.01.01
2"-113-LPDC-2997-AD3A | Pipe Line | Piping Line | ER008.01.01
2"-113-LPDC-2998-AD3A | Pipe Line | Piping Line | ER008.01.01
2"-113-LPDC-3210-AD3A | Pipe Line | Piping Line | ER008.01.01
2"-113-LPDC-3214-AD3A | Pipe Line | Piping Line | ER008.01.01
2"-113-LPDC-3215-AD3A | Pipe Line | Piping Line | ER008.01.01
2"-113-LPDH-3635-AE3N | Pipe Line | Piping Line | ER008.01.01
2"-113-LPDH-3636-AE3N | Pipe Line | Piping Line | ER008.01.01
2"-113-LPDH-3650-AE3N | Pipe Line | Piping Line | ER008.01.01
3"-113-LPDH-3651-AE3N | Pipe Line | Piping Line | ER008.01.01
3"-113-LPDH-3652-AE3N | Pipe Line | Piping Line | ER008.01.01
2"-113-LPDC-3208-AD3A | Pipe Line | Piping Line | ER008.01.01
2"-113-LPDC-3209-AD3A | Pipe Line | Piping Line | ER008.01.01
3"-113-LPDH-3653-AE3N | Pipe Line | Piping Line | ER008.01.01
3"-113-LPDH-3654-AE3N | Pipe Line | Piping Line | ER008.01.01
3"-113-LPDH-3655-AE3N | Pipe Line | Piping Line | ER008.01.01
3"-113-LPDH-3656-AE3N | Pipe Line | Piping Line | ER008.01.01
3"-113-LPDH-3657-AE3N | Pipe Line | Piping Line | ER008.01.01
3"-113-LPDH-3658-AE3N | Pipe Line | Piping Line | ER008.01.01
2"-113-LPDH-3659-AE3N | Pipe Line | Piping Line | ER008.01.01
3"-113-LPDH-3660-AE3N | Pipe Line | Piping Line | ER008.01.01
3"-113-LPDH-3664-AE3N | Pipe Line | Piping Line | ER008.01.01
3"-113-LPDH-3670-AE3N | Pipe Line | Piping Line | ER008.01.01
3"-113-LPDH-3671-AE3N | Pipe Line | Piping Line | ER008.01.01
2"-113-LPDH-3680-AE3N | Pipe Line | Piping Line | ER008.01.01
2"-113-LPDH-3681-AE3N | Pipe Line | Piping Line | ER008.01.01
3"-113-LPDH-3682-AE3N | Pipe Line | Piping Line | ER008.01.01
2"-113-LPDH-3683-AE3N | Pipe Line | Piping Line | ER008.01.01
3"-113-LPDH-3684-AE3N | Pipe Line | Piping Line | ER008.01.01
2"-113-LPDH-3685-AE3N | Pipe Line | Piping Line | ER008.01.01
3"-113-LPDH-3686-AE3N | Pipe Line | Piping Line | ER008.01.01
2"-113-LPDH-3687-AE3N | Pipe Line | Piping Line | ER008.01.01
3"-113-LPDH-3688-AE3N | Pipe Line | Piping Line | ER008.01.01
2"-113-LPDH-3689-AE3N | Pipe Line | Piping Line | ER008.01.01
16"-124-LPWP-2752-AD3A | Pipe Line | Piping Line | PC002.02
10"-124-LPWP-2757-AD3A | Pipe Line | Piping Line | PC002.02
16"-124-LPWP-2753-AD3A | Pipe Line | Piping Line | PC002.02
10"-124-LPWP-2758-AD3A | Pipe Line | Piping Line | PC002.02
16"-124-LPWP-2756-AD3A | Pipe Line | Piping Line | PC002.02
16"-124-LPWP-2755-AD3A | Pipe Line | Piping Line | PC002.02
10"-124-LPWP-2764-AD3A | Pipe Line | Piping Line | PC002.02
10"-124-LPWP-2765-AD3A | Pipe Line | Piping Line | PC002.02
10"-124-LPWP-2770-AD3A | Pipe Line | Piping Line | PC002.02
10"-124-LPWP-2771-AD3A | Pipe Line | Piping Line | PC002.02
10"-124-LPWP-2777-AD3A | Pipe Line | Piping Line | PC002.02
2"-124-LPWP-2778-AD3A | Pipe Line | Piping Line | PC002.02
16"-124-LPWP-2776-AD3A | Pipe Line | Piping Line | PC002.02
2"-128-LPCD-2211-AS3A | Pipe Line | Piping Line | PC002.02
2"-128-LPCD-2214-AS3A | Pipe Line | Piping Line | PC002.02
2"-128-LPCD-2215-GS3A | Pipe Line | Piping Line | PC002.02
2"-128-LPCD-2216-AS3A | Pipe Line | Piping Line | PC002.02
2"-128-LPCD-2217-AS3A | Pipe Line | Piping Line | PC002.02
2"-128-LPCD-2218-GS3A | Pipe Line | Piping Line | PC002.02
2"-128-LPCD-2219-GS3A | Pipe Line | Piping Line | PC002.02
1"-128-LPCD-2220-AS3A | Pipe Line | Piping Line | PC002.02
1"-128-LPCD-2221-AS3A | Pipe Line | Piping Line | PC002.02
2"-128-LPCD-2270-AS3A | Pipe Line | Piping Line | PC002.02
2"-128-LPCD-2554-AS3A | Pipe Line | Piping Line | PC002.02
3"-128-LPCD-2555-AS3A | Pipe Line | Piping Line | PC002.02
3"-128-LPCD-2556-AS3A | Pipe Line | Piping Line | PC002.02
3"-128-LPCD-2655-AS3A | Pipe Line | Piping Line | PC002.02
3"-128-LPCD-2656-AS3A | Pipe Line | Piping Line | PC002.02
6"-128-LPCD-2657-AS3A | Pipe Line | Piping Line | PC002.02
6"-128-LPCD-2658-AS3A | Pipe Line | Piping Line | PC002.02
3"-128-LPCD-2659-AS3A | Pipe Line | Piping Line | PC002.02
3"-128-LPCD-2660-AS3A | Pipe Line | Piping Line | PC002.02
2"-128-LPCD-2661-DS3A | Pipe Line | Piping Line | PC002.02
2"-128-LPCD-2662-DS3A | Pipe Line | Piping Line | PC002.02
1"-128-LPCD-2663-AS3A | Pipe Line | Piping Line | PC002.02
1"-128-LPCD-2664-AS3A | Pipe Line | Piping Line | PC002.02
10"-661-LPPM-2277-GD3A-PP | Pipe Line | Piping Line | PC002.02
10"-661-LPPM-2278-GD3A-PP | Pipe Line | Piping Line | PC002.02
10"-661-LPPM-2279-GD3A-PP | Pipe Line | Piping Line | PC002.02
10"-661-LPPM-2280-GD3A-PP | Pipe Line | Piping Line | PC002.02
16"-661-LPPM-2293-GL35 | Pipe Line | Piping Line | PC002.02
16"-661-LPPM-2330-GL35 | Pipe Line | Piping Line | PC002.02
2"-661-LPPM-2331-GL31 | Pipe Line | Piping Line | PC002.02
2"-661-LPPM-2332-GL31 | Pipe Line | Piping Line | PC002.02
2"-661-LPPM-2333-GL31 | Pipe Line | Piping Line | PC002.02
18"-662-LPPG-2007-DD3A | Pipe Line | Piping Line | PC002.02
12"-662-LPPG-2008-DD3A | Pipe Line | Piping Line | PC002.02
12"-662-LPPG-2009-DD3A | Pipe Line | Piping Line | PC002.02
12"-662-LPPG-2014-DD3A | Pipe Line | Piping Line | PC002.02
12"-662-LPPG-2015-DD3A | Pipe Line | Piping Line | PC002.02
26"-662-LPPG-2017-BD3A | Pipe Line | Piping Line | PC002.02
12"-662-LPPG-2018-BD3A | Pipe Line | Piping Line | PC002.02
12"-662-LPPG-2019-BD3A | Pipe Line | Piping Line | PC002.02
12"-662-LPPG-2020-BD3A | Pipe Line | Piping Line | PC002.02
12"-662-LPPG-2021-BD3A | Pipe Line | Piping Line | PC002.02
26"-662-LPPG-2081-DD3A | Pipe Line | Piping Line | PC002.02
2"-662-LPPG-2083-DD3A | Pipe Line | Piping Line | PC002.02
12"-662-LPPG-2093-DD3A | Pipe Line | Piping Line | PC002.02
12"-662-LPPG-2094-DD3A | Pipe Line | Piping Line | PC002.02
24"-662-LPPG-2203-AD3A | Pipe Line | Piping Line | PC002.02
4"-771-LPPG-2162-FL31 | Pipe Line | Piping Line | PC002.02
12"-771-LPPG-2164-FL31-PP | Pipe Line | Piping Line | PC002.02
12"-771-LPPG-2166-FS30 | Pipe Line | Piping Line | PC002.02
12"-771-LPPG-2168-FS30 | Pipe Line | Piping Line | PC002.02
12"-771-LPPG-2169-KD3A | Pipe Line | Piping Line | PC002.02
6"-771-LPPG-2171-GS30 | Pipe Line | Piping Line | PC002.02
12"-771-LPPG-2172-GS30 | Pipe Line | Piping Line | PC002.02
12"-771-LPPG-2175-LX3J-PP | Pipe Line | Piping Line | PC002.02
8"-771-LPPG-2176-LX3J | Pipe Line | Piping Line | PC002.02
4"-771-LPPG-2177-LX3J | Pipe Line | Piping Line | PC002.02
3"-771-LPPG-2178-LX3J | Pipe Line | Piping Line | PC002.02
10"-771-LPPG-2180-KD3A | Pipe Line | Piping Line | PC002.02
2"-771-LPPG-2181-KY30 | Pipe Line | Piping Line | PC002.02
2"-771-LPPG-2182-KD3A | Pipe Line | Piping Line | PC002.02
10"-771-LPPG-2183-KD3A | Pipe Line | Piping Line | PC002.02
3"-771-LPPG-2190-LX3J | Pipe Line | Piping Line | PC002.02
16"-771-LPPG-2191-EL32 | Pipe Line | Piping Line | PC002.02
16"-771-LPPG-2192-EL32 | Pipe Line | Piping Line | PC002.02
1"-771-LPPG-2193-ES30 | Pipe Line | Piping Line | PC002.02
2"-771-LPPG-2195-DL32 | Pipe Line | Piping Line | PC002.02
10"-772-LPPG-2820-DL31-CC | Pipe Line | Piping Line | PC002.02
2"-772-LPPG-2837-DL32 | Pipe Line | Piping Line | PC002.02
3"-772-LPPG-2838-DL31 | Pipe Line | Piping Line | PC002.02
2"-772-LPPG-2903-AS30 | Pipe Line | Piping Line | PC002.02
3"-772-LPPL-1302-DS34-CC | Pipe Line | Piping Line | PC002.02
3"-772-LPPL-1304-DS34-CC | Pipe Line | Piping Line | PC002.02
3"-772-LPPL-1305-DS34-CC | Pipe Line | Piping Line | PC002.02
2"-772-LPPL-1316-DL31 | Pipe Line | Piping Line | PC002.02
3"-772-LPPL-1318-DS34-CC | Pipe Line | Piping Line | PC002.02
3"-772-LPPL-1319-DS34-CC | Pipe Line | Piping Line | PC002.02
3"-772-LPPL-1320-DS34-CC | Pipe Line | Piping Line | PC002.02
3"-772-LPPL-1321-DS34-CC | Pipe Line | Piping Line | PC002.02
3"-772-LPPL-1322-DS34-CC | Pipe Line | Piping Line | PC002.02
2"-772-LPPL-1323-DS34 | Pipe Line | Piping Line | PC002.02
3"-772-LPPL-1324-DS34 | Pipe Line | Piping Line | PC002.02
3"-772-LPPL-1325-DS34 | Pipe Line | Piping Line | PC002.02
6"-772-LPPL-2006-DS30 | Pipe Line | Piping Line | PC002.02
3"-772-LPPL-2007-DL31-CC | Pipe Line | Piping Line | PC002.02
3"-772-LPPL-2011-DS30-ET | Pipe Line | Piping Line | PC002.02
2"-772-LPPL-2015-DS30 | Pipe Line | Piping Line | PC002.02
2"-772-LPPL-2019-DS30 | Pipe Line | Piping Line | PC002.02
3"-772-LPPL-2021-DS30 | Pipe Line | Piping Line | PC002.02
3"-772-LPPL-2022-DS30 | Pipe Line | Piping Line | PC002.02
2"-772-LPPL-2028-DS30 | Pipe Line | Piping Line | PC002.02
2"-772-LPPL-2029-DS30 | Pipe Line | Piping Line | PC002.02
3"-772-LPPL-2037-DS30 | Pipe Line | Piping Line | PC002.02
2"-772-LPPL-2039-DS30 | Pipe Line | Piping Line | PC002.02
3"-772-LPPL-2063-DS30 | Pipe Line | Piping Line | PC002.02
18"-776-LPBH-2059-AL31 | Pipe Line | Piping Line | PC002.02
24"-776-LPBH-2060-AL31 | Pipe Line | Piping Line | PC002.02
18"-776-LPBH-2062-AL3Y | Pipe Line | Piping Line | PC002.02
18"-776-LPBH-2063-AL3Y | Pipe Line | Piping Line | PC002.02
18"-776-LPBH-2064-AL3Y | Pipe Line | Piping Line | PC002.02
18"-776-LPBH-2069-AL31 | Pipe Line | Piping Line | PC002.02
14"-776-LPBH-2070-AL31 | Pipe Line | Piping Line | PC002.02
4"-776-LPBH-2071-AL31 | Pipe Line | Piping Line | PC002.02
18"-776-LPBH-2072-AL31 | Pipe Line | Piping Line | PC002.02
18"-776-LPBH-2073-AL3Y | Pipe Line | Piping Line | PC002.02
18"-776-LPBH-2074-AL3Y | Pipe Line | Piping Line | PC002.02
18"-776-LPBH-2075-AL3Y | Pipe Line | Piping Line | PC002.02
16"-776-LPBH-2076-AL3Y | Pipe Line | Piping Line | PC002.02
16"-776-LPBH-2077-AL3Y | Pipe Line | Piping Line | PC002.02
16"-776-LPBH-2078-AL3Y | Pipe Line | Piping Line | PC002.02
16"-776-LPBH-2079-AL3Y | Pipe Line | Piping Line | PC002.02
18"-776-LPBH-2080-AL3Y | Pipe Line | Piping Line | PC002.02
24"-776-LPBH-2083-AS3X | Pipe Line | Piping Line | PC002.02
6"-776-LPBH-2085-AL31 | Pipe Line | Piping Line | PC002.02
6"-776-LPBH-2100-AS34 | Pipe Line | Piping Line | PC002.02
6"-776-LPBH-2101-AL31 | Pipe Line | Piping Line | PC002.02
6"-776-LPBH-2102-AL31 | Pipe Line | Piping Line | PC002.02
8"-776-LPBH-2103-AS34 | Pipe Line | Piping Line | PC002.02
12"-776-LPBH-2104-AL31 | Pipe Line | Piping Line | PC002.02
6"-776-LPBH-2105-AL31 | Pipe Line | Piping Line | PC002.02
8"-776-LPBH-2106-AS34 | Pipe Line | Piping Line | PC002.02
6"-776-LPBH-2107-AL31 | Pipe Line | Piping Line | PC002.02
10"-776-LPBH-2110-AS3X | Pipe Line | Piping Line | PC002.02
2"-776-LPBL-3151-AL31 | Pipe Line | Piping Line | PC002.02
2"-776-LPBL-3152-DL31 | Pipe Line | Piping Line | PC002.02
2"-776-LPBL-3153-AL31 | Pipe Line | Piping Line | PC002.02
2"-776-LPBL-3156-DC31 | Pipe Line | Piping Line | PC002.02
2"-776-LPBL-3157-AC31 | Pipe Line | Piping Line | PC002.02
2"-776-LPBL-3158-DC31 | Pipe Line | Piping Line | PC002.02
2"-776-LPBL-3159-AC31 | Pipe Line | Piping Line | PC002.02
2"-776-LPBL-3160-DC31 | Pipe Line | Piping Line | PC002.02
2"-776-LPBL-3161-AC31 | Pipe Line | Piping Line | PC002.02
3"-776-LPPL-2053-BS34 | Pipe Line | Piping Line | PC002.02
3"-776-LPPL-2084-AD3A-ET | Pipe Line | Piping Line | PC002.02
0.5"-776-LPPL-2096-BS34 | Pipe Line | Piping Line | PC002.02
6"-776-LPPL-2805-AS34-ET | Pipe Line | Piping Line | PC002.02
6"-776-LPPL-2808-AD3A-PP | Pipe Line | Piping Line | PC002.02
6"-776-LPPL-2813-AC31-ET | Pipe Line | Piping Line | PC002.02
3"-776-LPPL-2814-AC31-ET | Pipe Line | Piping Line | PC002.02
6"-776-LPPL-2815-AD3A-PP | Pipe Line | Piping Line | PC002.02
3"-776-LPPL-2816-AC32-PP | Pipe Line | Piping Line | PC002.02
3"-776-LPPL-2818-AC32-PP | Pipe Line | Piping Line | PC002.02
6"-776-LPPL-2822-AS34-ET | Pipe Line | Piping Line | PC002.02
4"-776-LPPL-2824-AC31-ET | Pipe Line | Piping Line | PC002.02
4"-776-LPPL-2825-AC32-PP | Pipe Line | Piping Line | PC002.02
3"-776-LPPL-2827-AC31-ET | Pipe Line | Piping Line | PC002.02
6"-776-LPPL-2840-AC31-ET | Pipe Line | Piping Line | PC002.02
4"-776-LPPL-2841-AC31-ET | Pipe Line | Piping Line | PC002.02
3"-776-LPPL-2843-AC31-ET | Pipe Line | Piping Line | PC002.02
2"-776-LPPL-2844-BS34-PP | Pipe Line | Piping Line | PC002.02
4"-776-LPPL-2852-AC32-PP | Pipe Line | Piping Line | PC002.02
2"-113-LPDC-3179-DS34 | Pipe Line | Piping Line | ER008.01.01
2"-113-LPDC-3200-BS30 | Pipe Line | Piping Line | ER008.01.01
2"-113-LPDC-3261-AS30 | Pipe Line | Piping Line | ER008.01.01
2"-113-LPDC-3821-ES30 | Pipe Line | Piping Line | ER008.01.01
2"-113-LPDC-3822-AS30 | Pipe Line | Piping Line | ER008.01.01
4"-113-LPDH-2014-AS3A | Pipe Line | Piping Line | ER008.01.01
4"-113-LPDH-2024-AS3A | Pipe Line | Piping Line | ER008.01.01
4"-113-LPDH-2049-AS3A | Pipe Line | Piping Line | ER008.01.01
4"-113-LPDH-2199-AS3A | Pipe Line | Piping Line | ER008.01.01
4"-113-LPDH-2249-AS3A | Pipe Line | Piping Line | ER008.01.01
1.5"-113-LPDH-2337-BS30 | Pipe Line | Piping Line | ER008.01.01
20"-113-LPDC-3703-AD3A | Pipe Line | Piping Line | ER008.01.01
1.5"-113-LPDH-2351-BS30 | Pipe Line | Piping Line | ER008.01.01
1.5"-113-LPDH-2353-BS30 | Pipe Line | Piping Line | ER008.01.01
6"-113-LPDH-2080-AE3N | Pipe Line | Piping Line | ER008.01.01
6"-113-LPDH-2119-AE3N | Pipe Line | Piping Line | ER008.01.01
1.5"-113-LPDH-2355-BS30 | Pipe Line | Piping Line | ER008.01.01
2"-113-LPDH-2701-AS3A | Pipe Line | Piping Line | ER008.01.01
2"-113-LPDH-2702-AS3A | Pipe Line | Piping Line | ER008.01.01
2"-113-LPDH-2703-AS3A | Pipe Line | Piping Line | ER008.01.01
2"-113-LPDH-2704-AS3A | Pipe Line | Piping Line | ER008.01.01
4"-113-LPDH-2829-AS3A | Pipe Line | Piping Line | ER008.01.01
4"-113-LPDH-2834-AS3A | Pipe Line | Piping Line | ER008.01.01
1"-113-LPDH-3517-AE3N | Pipe Line | Piping Line | ER008.01.01
1.5"-113-LPDH-3530-AE3N | Pipe Line | Piping Line | ER008.01.01
4"-113-LPDH-2844-AS3A | Pipe Line | Piping Line | ER008.01.01
3"-128-LPDN-1027-AS3A | Pipe Line | Piping Line | ER008.01.01
2"-128-LPDN-1226-AS3A | Pipe Line | Piping Line | ER008.01.01
2"-128-LPDN-1251-AS3A | Pipe Line | Piping Line | ER008.01.01
2"-128-LPDN-1252-AS3A | Pipe Line | Piping Line | ER008.01.01
2"-128-LPDN-1025-AS3A | Pipe Line | Piping Line | ER008.01.01
2"-128-LPDN-1024-AS3A | Pipe Line | Piping Line | ER008.01.01
2"-128-LPDN-1026-AE3N | Pipe Line | Piping Line | ER008.01.01
2"-128-LPDN-1029-AE3N | Pipe Line | Piping Line | ER008.01.01
2"-110-LPGN-0001-AC3E | Pipe Line | Piping Line | IC004.01.03
2"-110-LPGN-0002-AC3E | Pipe Line | Piping Line | IC004.01.03
2"-110-LPGN-0003-BC5E | Pipe Line | Piping Line | IC004.01.03
2"-110-LPGN-0004-AC3E | Pipe Line | Piping Line | IC004.01.03
2"-110-LPGN-0005-AC3E | Pipe Line | Piping Line | IC004.01.03
2"-110-LPGN-0006-BC5E | Pipe Line | Piping Line | IC004.01.03
2"-113-LPDH-0001-AC5E | Pipe Line | Piping Line | ER008.01.01
2"-113-LPDH-0002-AC7E | Pipe Line | Piping Line | ER008.01.01
2"-113-LPDH-0003-AC7E | Pipe Line | Piping Line | ER008.01.01
6"-113-LPDN-0010-AE7N | Pipe Line | Piping Line | ER008.01.01
3"-113-LPDH-0012-AC7E | Pipe Line | Piping Line | ER008.01.01
3"-113-LPDH-0013-AC7E | Pipe Line | Piping Line | ER008.01.01
4"-113-LPDH-0014-AC7E | Pipe Line | Piping Line | ER008.01.01
3"-113-LPDH-0017-AC7E | Pipe Line | Piping Line | ER008.01.01
2"-113-LPDC-3216-AD3A | Pipe Line | Piping Line | ER008.01.01
2"-113-LPDC-3217-AD3A | Pipe Line | Piping Line | ER008.01.01
2"-113-LPDC-3218-AD3A | Pipe Line | Piping Line | ER008.01.01
2"-113-LPDC-3219-AD3A | Pipe Line | Piping Line | ER008.01.01
2"-113-LPDC-3220-AD3A | Pipe Line | Piping Line | ER008.01.01
2"-113-LPDC-3221-AD3A | Pipe Line | Piping Line | ER008.01.01
2"-113-LPDC-3224-AD3A | Pipe Line | Piping Line | ER008.01.01
2"-113-LPDC-3225-AD3A | Pipe Line | Piping Line | ER008.01.01
2"-113-LPDC-3234-AD3A | Pipe Line | Piping Line | ER008.01.01
2"-113-LPDC-3235-AD3A | Pipe Line | Piping Line | ER008.01.01
2"-113-LPDC-3236-AD3A | Pipe Line | Piping Line | ER008.01.01
2"-113-LPDC-3237-AD3A | Pipe Line | Piping Line | ER008.01.01
2"-113-LPDC-3238-AD3A | Pipe Line | Piping Line | ER008.01.01
2"-113-LPDC-3232-AD3A | Pipe Line | Piping Line | ER008.01.01
2"-113-LPDC-3233-AD3A | Pipe Line | Piping Line | ER008.01.01
2"-113-LPDC-3240-AD3A | Pipe Line | Piping Line | ER008.01.01
2"-113-LPDC-3241-AD3A | Pipe Line | Piping Line | ER008.01.01
2"-113-LPDC-3260-AD3A | Pipe Line | Piping Line | ER008.01.01
2"-113-LPDC-3243-AD3A | Pipe Line | Piping Line | ER008.01.01
2"-113-LPDC-3251-AD3A | Pipe Line | Piping Line | ER008.01.01
2"-113-LPDC-3253-AD3A | Pipe Line | Piping Line | ER008.01.01
2"-113-LPDC-3252-AD3A | Pipe Line | Piping Line | ER008.01.01
2"-113-LPDC-3231-AD3A | Pipe Line | Piping Line | ER008.01.01
2"-113-LPDH-2332-AC32 | Pipe Line | Piping Line | ER008.01.01
2"-113-LPDH-2338-AC32 | Pipe Line | Piping Line | ER008.01.01
2"-113-LPDH-3553-BC31 | Pipe Line | Piping Line | ER008.01.01
2"-113-LPDH-3554-BC31 | Pipe Line | Piping Line | ER008.01.01
3"-113-LPDC-3120-AD3A | Pipe Line | Piping Line | ER008.01.01
3"-113-LPDH-3690-AE3N | Pipe Line | Piping Line | ER008.01.01
2"-113-LPDH-3691-AE3N | Pipe Line | Piping Line | ER008.01.01
3"-113-LPDH-3692-AE3N | Pipe Line | Piping Line | ER008.01.01
0.75"-113-LPDH-3694-AE3N | Pipe Line | Piping Line | ER008.01.01
3"-113-LPDH-3750-AE3N | Pipe Line | Piping Line | ER008.01.01
3"-113-LPDH-3751-AE3N | Pipe Line | Piping Line | ER008.01.01
3"-113-LPDH-3752-AE3N | Pipe Line | Piping Line | ER008.01.01
2"-113-LPDH-3754-AE3N | Pipe Line | Piping Line | ER008.01.01
1"-113-LPDH-3755-AE3N | Pipe Line | Piping Line | ER008.01.01
2"-113-LPDH-3756-AE3N | Pipe Line | Piping Line | ER008.01.01
1"-113-LPDH-3757-AE3N | Pipe Line | Piping Line | ER008.01.01
2"-113-LPDH-3758-AE3N | Pipe Line | Piping Line | ER008.01.01
4"-113-LPDH-3850-AE3N | Pipe Line | Piping Line | ER008.01.01
2"-113-LPDH-3851-AE3N | Pipe Line | Piping Line | ER008.01.01
2"-113-LPDH-3852-AE3N | Pipe Line | Piping Line | ER008.01.01
2"-113-LPDH-3853-AE3N | Pipe Line | Piping Line | ER008.01.01
2"-113-LPDH-3854-AE3N | Pipe Line | Piping Line | ER008.01.01
2"-113-LPDH-3855-AE3N | Pipe Line | Piping Line | ER008.01.01
2"-113-LPDH-3856-AE3N | Pipe Line | Piping Line | ER008.01.01
3"-113-LPDH-3891-AE3N | Pipe Line | Piping Line | ER008.01.01
3"-113-LPDH-3892-AE3N | Pipe Line | Piping Line | ER008.01.01
2"-113-LPDH-3916-AE3N | Pipe Line | Piping Line | ER008.01.01
2"-124-LPDH-3255-AE3N | Pipe Line | Piping Line | ER008.01.01
2"-124-LPDH-3256-AE3N | Pipe Line | Piping Line | ER008.01.01
3"-113-LPDH-3201-AE3N | Pipe Line | Piping Line | ER008.01.01
3"-113-LPDH-3203-AE3N | Pipe Line | Piping Line | ER008.01.01
3"-113-LPDH-3207-AE3N | Pipe Line | Piping Line | ER008.01.01
4"-113-LPDH-3223-AE3N | Pipe Line | Piping Line | ER008.01.01
10"-124-LPWP-2779-AD3A | Pipe Line | Piping Line | PC002.02
10"-124-LPWP-2786-AD3A | Pipe Line | Piping Line | PC002.02
2"-124-LPWP-2787-AD3A | Pipe Line | Piping Line | PC002.02
10"-124-LPWP-2788-AD3A | Pipe Line | Piping Line | PC002.02
10"-124-LPWP-2792-AD3A | Pipe Line | Piping Line | PC002.02
2"-124-LPWP-2793-AD3A | Pipe Line | Piping Line | PC002.02
10"-124-LPWP-2794-AD3A | Pipe Line | Piping Line | PC002.02
12"-124-LPWP-2805-BD3A | Pipe Line | Piping Line | PC002.02
10"-124-LPWP-2819-BD3A | Pipe Line | Piping Line | PC002.02
10"-124-LPWP-2806-AD3A | Pipe Line | Piping Line | PC002.02
12"-124-LPWP-2807-BD3A | Pipe Line | Piping Line | PC002.02
10"-124-LPWP-2820-BD3A | Pipe Line | Piping Line | PC002.02
10"-124-LPWP-2808-AD3A | Pipe Line | Piping Line | PC002.02
12"-124-LPWP-2809-BD3A | Pipe Line | Piping Line | PC002.02
10"-124-LPWP-2821-BD3A | Pipe Line | Piping Line | PC002.02
10"-124-LPWP-2810-AD3A | Pipe Line | Piping Line | PC002.02
16"-124-LPWP-2811-AD3A | Pipe Line | Piping Line | PC002.02
2"-128-LPCD-2693-DS3A | Pipe Line | Piping Line | PC002.02
2"-128-LPCD-2694-DS3A | Pipe Line | Piping Line | PC002.02
2"-128-LPCD-2741-KD3A | Pipe Line | Piping Line | PC002.02
3"-128-LPCD-2801-AS3A | Pipe Line | Piping Line | PC002.02
6"-128-LPCD-2802-AS3A | Pipe Line | Piping Line | PC002.02
3"-128-LPCD-2804-AS3A | Pipe Line | Piping Line | PC002.02
2"-128-LPCD-2805-AS3A | Pipe Line | Piping Line | PC002.02
2"-128-LPCD-2806-AS3A | Pipe Line | Piping Line | PC002.02
2"-128-LPCD-2835-GS3A | Pipe Line | Piping Line | PC002.02
2"-128-LPCD-2847-KD3A | Pipe Line | Piping Line | PC002.02
2"-128-LPCE-0001-GS3A | Pipe Line | Piping Line | PC002.02
2"-128-LPCE-0002-GS3A | Pipe Line | Piping Line | PC002.02
2"-128-LPCE-0003-KD3A | Pipe Line | Piping Line | PC002.02
2"-128-LPCE-2101-AS3A | Pipe Line | Piping Line | PC002.02
2"-128-LPCE-2108-KD3A | Pipe Line | Piping Line | PC002.02
2"-128-LPCE-2109-KD3A | Pipe Line | Piping Line | PC002.02
2"-128-LPCE-2112-AS3A | Pipe Line | Piping Line | PC002.02
2"-128-LPCE-2114-AS3A | Pipe Line | Piping Line | PC002.02
2"-128-LPCE-2115-AS3A | Pipe Line | Piping Line | PC002.02
3"-128-LPCE-2116-AS3A | Pipe Line | Piping Line | PC002.02
6"-128-LPCE-2117-AS3A | Pipe Line | Piping Line | PC002.02
3"-128-LPCE-2118-AS3A | Pipe Line | Piping Line | PC002.02
2"-128-LPCE-2120-AS3A | Pipe Line | Piping Line | PC002.02
3"-128-LPCE-2121-AS3A | Pipe Line | Piping Line | PC002.02
2"-128-LPCE-2122-AS3A | Pipe Line | Piping Line | PC002.02
4"-128-LPCE-2123-AS3A | Pipe Line | Piping Line | PC002.02
3"-128-LPCE-2125-AS3A | Pipe Line | Piping Line | PC002.02
3"-128-LPCE-2127-GS3A | Pipe Line | Piping Line | PC002.02
2"-128-LPCE-2128-AS3A | Pipe Line | Piping Line | PC002.02
24"-662-LPPG-2212-AD3A | Pipe Line | Piping Line | PC002.02
12"-662-LPPG-2213-AD3A | Pipe Line | Piping Line | PC002.02
12"-662-LPPG-2214-AD3A | Pipe Line | Piping Line | PC002.02
18"-662-LPPG-2272-AD3A | Pipe Line | Piping Line | PC002.02
4"-662-LPPG-2292-AD3A-ET | Pipe Line | Piping Line | PC002.02
18"-662-LPPG-2305-AD3A | Pipe Line | Piping Line | PC002.02
4"-662-LPPL-2006-AD3A-PP | Pipe Line | Piping Line | PC002.02
3"-662-LPPL-2020-DD3A-ET | Pipe Line | Piping Line | PC002.02
6"-126-LPDN-1051-AG3A | Pipe Line | Piping Line | ER008.01.01
10"-662-LPPL-2036-DD3A | Pipe Line | Piping Line | PC002.02
10"-662-LPPL-2037-DD3A-PP | Pipe Line | Piping Line | PC002.02
6"-126-LPDN-1070-AG3A | Pipe Line | Piping Line | ER008.01.01
6"-126-LPDN-1190-AG3A | Pipe Line | Piping Line | ER008.01.01
2"-771-LPPG-2270-DL31-ET | Pipe Line | Piping Line | PC002.02
2"-771-LPPG-2196-FL31 | Pipe Line | Piping Line | PC002.02
2"-771-LPPG-2197-FL31 | Pipe Line | Piping Line | PC002.02
2"-771-LPPG-2198-LX3J | Pipe Line | Piping Line | PC002.02
2"-771-LPPG-2201-KL31-PP | Pipe Line | Piping Line | PC002.02
2"-771-LPPG-2202-FL31-PP | Pipe Line | Piping Line | PC002.02
1"-771-LPPG-2203-FL31-ET | Pipe Line | Piping Line | PC002.02
2"-771-LPPG-2204-LX3J-ET | Pipe Line | Piping Line | PC002.02
1"-771-LPPG-2205-FL31-ET | Pipe Line | Piping Line | PC002.02
2"-771-LPPG-2206-KD3A-ET | Pipe Line | Piping Line | PC002.02
2"-771-LPPG-2207-FL31 | Pipe Line | Piping Line | PC002.02
3"-771-LPPG-2209-KL31 | Pipe Line | Piping Line | PC002.02
14"-771-LPPG-2211-AD3A-PP | Pipe Line | Piping Line | PC002.02
8"-771-LPPG-2218-AD3A-HC | Pipe Line | Piping Line | PC002.02
8"-771-LPPG-2230-EL32 | Pipe Line | Piping Line | PC002.02
12"-771-LPPG-2231-GS30 | Pipe Line | Piping Line | PC002.02
10"-771-LPPG-2232-KD3A | Pipe Line | Piping Line | PC002.02
14"-771-LPPG-2105-DD3A-PP | Pipe Line | Piping Line | PC002.02
14"-771-LPPG-2241-DL31-PP | Pipe Line | Piping Line | PC002.02
18"-771-LPPG-2242-ES30-PP | Pipe Line | Piping Line | PC002.02
2"-771-LPPG-2251-GS30 | Pipe Line | Piping Line | PC002.02
2"-771-LPPG-2254-DL31-ET | Pipe Line | Piping Line | PC002.02
14"-771-LPPG-2258-DL32 | Pipe Line | Piping Line | PC002.02
2"-771-LPPG-2260-BD3A | Pipe Line | Piping Line | PC002.02
2"-771-LPPG-2269-DL31-ET | Pipe Line | Piping Line | PC002.02
3"-772-LPPL-2064-DS30 | Pipe Line | Piping Line | PC002.02
2"-772-LPPL-2074-AC31-PP | Pipe Line | Piping Line | PC002.02
2"-772-LPPL-2075-DS30 | Pipe Line | Piping Line | PC002.02
3"-772-LPPL-2078-DS30 | Pipe Line | Piping Line | PC002.02
3"-772-LPPL-2096-DS30 | Pipe Line | Piping Line | PC002.02
3"-772-LPPL-2097-DS30 | Pipe Line | Piping Line | PC002.02
3"-772-LPPL-2098-DS30 | Pipe Line | Piping Line | PC002.02
3"-772-LPPL-2099-DS30 | Pipe Line | Piping Line | PC002.02
2"-772-LPPL-2100-DS30 | Pipe Line | Piping Line | PC002.02
3"-772-LPPL-2101-DS30 | Pipe Line | Piping Line | PC002.02
3"-772-LPPL-2102-DS30 | Pipe Line | Piping Line | PC002.02
2"-772-LPPL-2103-DS30 | Pipe Line | Piping Line | PC002.02
2"-772-LPPL-2108-DS30 | Pipe Line | Piping Line | PC002.02
6"-772-LPPL-2253-DL31 | Pipe Line | Piping Line | PC002.02
3"-772-LPPL-2261-DL31 | Pipe Line | Piping Line | PC002.02
3"-772-LPPL-2501-DD3A | Pipe Line | Piping Line | PC002.02
2"-772-LPPL-2502-AD3A | Pipe Line | Piping Line | PC002.02
6"-772-LPPL-2606-DD3A | Pipe Line | Piping Line | PC002.02
6"-772-LPPL-2764-DL31 | Pipe Line | Piping Line | PC002.02
3"-772-LPPL-2766-DL31 | Pipe Line | Piping Line | PC002.02
6"-772-LPPL-2782-DL31-CC | Pipe Line | Piping Line | PC002.02
2"-772-LPPL-2788-DL31-CC | Pipe Line | Piping Line | PC002.02
2"-772-LPPL-2789-DL31-CC | Pipe Line | Piping Line | PC002.02
1"-772-LPPL-2790-DL31-CC | Pipe Line | Piping Line | PC002.02
2"-772-LPPL-2795-DL31-CC | Pipe Line | Piping Line | PC002.02
2"-772-LPPL-2796-DL31-CC | Pipe Line | Piping Line | PC002.02
10"-776-LPBH-2111-AS3X | Pipe Line | Piping Line | PC002.02
10"-776-LPBH-2112-AS34 | Pipe Line | Piping Line | PC002.02
10"-776-LPBH-2113-AS34 | Pipe Line | Piping Line | PC002.02
10"-776-LPBH-2114-AS34 | Pipe Line | Piping Line | PC002.02
18"-776-LPBH-2119-AS3X | Pipe Line | Piping Line | PC002.02
10"-776-LPBH-2120-BS34 | Pipe Line | Piping Line | PC002.02
16"-776-LPBH-2121-AS3Y | Pipe Line | Piping Line | PC002.02
6"-776-LPBH-2122-BS34 | Pipe Line | Piping Line | PC002.02
14"-776-LPBH-2130-AC31 | Pipe Line | Piping Line | PC002.02
14"-776-LPBH-2131-AC31 | Pipe Line | Piping Line | PC002.02
4"-776-LPBH-2138-AL31 | Pipe Line | Piping Line | PC002.02
4"-776-LPBH-2139-AL31 | Pipe Line | Piping Line | PC002.02
8"-776-LPBH-2142-BS34 | Pipe Line | Piping Line | PC002.02
12"-776-LPBH-2147-AS3Y | Pipe Line | Piping Line | PC002.02
4"-776-LPBH-2149-AS34 | Pipe Line | Piping Line | PC002.02
20"-776-LPBH-2150-AS3Y | Pipe Line | Piping Line | PC002.02
4"-776-LPBH-2151-AL31 | Pipe Line | Piping Line | PC002.02
6"-776-LPBH-2152-AL31 | Pipe Line | Piping Line | PC002.02
10"-776-LPBH-2153-BS34 | Pipe Line | Piping Line | PC002.02
6"-776-LPBH-2154-BS34 | Pipe Line | Piping Line | PC002.02
16"-776-LPBH-2155-AS3Y | Pipe Line | Piping Line | PC002.02
8"-776-LPBH-2156-BS34 | Pipe Line | Piping Line | PC002.02
4"-776-LPBH-2157-AL31 | Pipe Line | Piping Line | PC002.02
4"-776-LPBH-2159-AS34 | Pipe Line | Piping Line | PC002.02
6"-776-LPBH-2160-AS34 | Pipe Line | Piping Line | PC002.02
8"-776-LPBH-2162-AL31 | Pipe Line | Piping Line | PC002.02
10"-776-LPBH-2163-AL31 | Pipe Line | Piping Line | PC002.02
10"-776-LPBH-2164-AL31 | Pipe Line | Piping Line | PC002.02
3"-776-LPPL-2854-AC31-ET | Pipe Line | Piping Line | PC002.02
3"-776-LPPL-2855-AC31-ET | Pipe Line | Piping Line | PC002.02
3"-776-LPPL-2858-AC32-PP | Pipe Line | Piping Line | PC002.02
3"-776-LPPL-2859-AC32-PP | Pipe Line | Piping Line | PC002.02
2"-776-LPVA-2856-AS3A | Pipe Line | Piping Line | PC002.02
4"-777-LPBH-2158-DL31 | Pipe Line | Piping Line | PC002.02
4"-777-LPBH-2228-DL31 | Pipe Line | Piping Line | PC002.02
4"-777-LPBH-2455-DL31 | Pipe Line | Piping Line | PC002.02
1"-777-LPDH-2093-DS30 | Pipe Line | Piping Line | ER008.01.01
1"-777-LPDH-2230-DS30 | Pipe Line | Piping Line | ER008.01.01
1"-777-LPDH-2458-DS30 | Pipe Line | Piping Line | ER008.01.01
3"-777-LPFG-2001-DL31 | Pipe Line | Piping Line | PC002.02
10"-777-LPFG-2002-DL31 | Pipe Line | Piping Line | PC002.02
10"-777-LPFG-2003-DL31 | Pipe Line | Piping Line | PC002.02
12"-777-LPFG-2006-DL31 | Pipe Line | Piping Line | PC002.02
6"-777-LPFG-2007-DL31 | Pipe Line | Piping Line | PC002.02
12"-777-LPFG-2008-DL31-ET | Pipe Line | Piping Line | PC002.02
4"-777-LPFG-2009-DL31-ET | Pipe Line | Piping Line | PC002.02
6"-777-LPFG-2011-AC31-ET | Pipe Line | Piping Line | PC002.02
4"-777-LPFG-2012-DL31-ET | Pipe Line | Piping Line | PC002.02
4"-777-LPFG-2016-AC31-ET | Pipe Line | Piping Line | PC002.02
2"-777-LPFG-2021-DL31 | Pipe Line | Piping Line | PC002.02
3"-777-LPFG-2022-DL31-ET | Pipe Line | Piping Line | PC002.02
4"-777-LPFG-2023-AC31-ET | Pipe Line | Piping Line | PC002.02
2"-777-LPFG-2024-DL31-ET | Pipe Line | Piping Line | PC002.02
2"-777-LPFG-2025-DL31-ET | Pipe Line | Piping Line | PC002.02
3"-122-LPDN-1008-AG3A | Pipe Line | Piping Line | ER008.01.01
3"-122-LPDN-1016-AG3A | Pipe Line | Piping Line | ER008.01.01
4"-122-LPDN-1087-AG3A | Pipe Line | Piping Line | ER008.01.01
2"-122-LPDN-1027-AG3A | Pipe Line | Piping Line | ER008.01.01
6"-122-LPDN-1023-AG3A | Pipe Line | Piping Line | ER008.01.01
3"-126-LPDN-1475-AE3N | Pipe Line | Piping Line | ER008.01.01
3"-126-LPDN-1771-AE3N | Pipe Line | Piping Line | ER008.01.01
8"-126-LPWI-1396-DX3A | Pipe Line | Piping Line | 0
6"-126-LPWI-1446-DX3A | Pipe Line | Piping Line | 0
6"-126-LPWI-1450-DX3A | Pipe Line | Piping Line | 0
2"-126-LPDN-1492-AE3N | Pipe Line | Piping Line | ER008.01.01
2"-126-LPDN-1216-AE3N | Pipe Line | Piping Line | ER008.01.01
6"-126-LPWI-1653-AG3A | Pipe Line | Piping Line | 0
6"-126-LPWI-1654-AG3A | Pipe Line | Piping Line | 0
6"-126-LPWI-1655-AG3A | Pipe Line | Piping Line | 0
2"-126-LPDN-1317-AE3N | Pipe Line | Piping Line | ER008.01.01
6"-126-LPWI-1656-AG3A | Pipe Line | Piping Line | 0
6"-126-LPWI-1657-AG3A | Pipe Line | Piping Line | 0
6"-126-LPWI-1658-AG3A | Pipe Line | Piping Line | 0
2"-126-LPDN-1504-AE3N | Pipe Line | Piping Line | ER008.01.01
3"-113-LPDH-0018-AC7E | Pipe Line | Piping Line | ER008.01.01
3"-113-LPDH-0019-AC7E | Pipe Line | Piping Line | ER008.01.01
3"-113-LPDH-0020-AC7E | Pipe Line | Piping Line | ER008.01.01
3"-113-LPDH-0021-AC7E | Pipe Line | Piping Line | ER008.01.01
4"-113-LPDH-0022-AC7E | Pipe Line | Piping Line | ER008.01.01
3"-113-LPDH-0023-AC7E | Pipe Line | Piping Line | ER008.01.01
2"-113-LPDH-0122-AC5E | Pipe Line | Piping Line | ER008.01.01
2"-113-LPDH-0126-AC5E | Pipe Line | Piping Line | ER008.01.01
2"-113-LPDH-0127-AC5E | Pipe Line | Piping Line | ER008.01.01
2"-113-LPDH-0128-AC5E | Pipe Line | Piping Line | ER008.01.01
2"-113-LPDH-0160-AC5E | Pipe Line | Piping Line | ER008.01.01
2"-113-LPDH-0161-AC7E | Pipe Line | Piping Line | ER008.01.01
3"-113-LPDC-2693-AC32 | Pipe Line | Piping Line | ER008.01.01
1"-113-LPDH-2058-AC3E | Pipe Line | Piping Line | ER008.01.01
2"-113-LPDH-2107-AC31 | Pipe Line | Piping Line | ER008.01.01
2"-113-LPDH-2117-AC31 | Pipe Line | Piping Line | ER008.01.01
2"-113-LPDH-2262-AC31 | Pipe Line | Piping Line | ER008.01.01
2.5"-116-LPFA-0001-AS5A | Pipe Line | Piping Line | PC002.02
2"-113-LPDC-3333-AD3A | Pipe Line | Piping Line | ER008.01.01
2"-113-LPDC-3626-AD3A | Pipe Line | Piping Line | ER008.01.01
2"-113-LPDC-3250-AD3A | Pipe Line | Piping Line | ER008.01.01
2"-113-LPDC-3629-AD3A | Pipe Line | Piping Line | ER008.01.01
2"-113-LPDC-3249-AD3A | Pipe Line | Piping Line | ER008.01.01
2"-113-LPDC-3259-AD3A | Pipe Line | Piping Line | ER008.01.01
2"-113-LPDC-3258-AD3A | Pipe Line | Piping Line | ER008.01.01
2"-113-LPDC-3256-AD3A | Pipe Line | Piping Line | ER008.01.01
2"-113-LPDC-3264-AD3A | Pipe Line | Piping Line | ER008.01.01
6"-113-LPDH-0011-AE7N | Pipe Line | Piping Line | ER008.01.01
18"-113-LPDH-0110-AE7N | Pipe Line | Piping Line | ER008.01.01
2"-113-LPDH-0111-AE7N | Pipe Line | Piping Line | ER008.01.01
2"-113-LPDC-0123-AE7N | Pipe Line | Piping Line | ER008.01.01
3"-113-LPDC-0128-AE7N | Pipe Line | Piping Line | ER008.01.01
2"-113-LPDC-2068-AE3N | Pipe Line | Piping Line | ER008.01.01
2"-113-LPDC-2098-AE3N | Pipe Line | Piping Line | ER008.01.01
2"-113-LPDC-2566-AE3N | Pipe Line | Piping Line | ER008.01.01
6"-113-LPDH-0101-AE3N | Pipe Line | Piping Line | ER008.01.01
4"-113-LPDH-0102-AE3N | Pipe Line | Piping Line | ER008.01.01
2"-113-LPDH-0109-AE3N | Pipe Line | Piping Line | ER008.01.01
2"-113-LPDH-0150-AE3N | Pipe Line | Piping Line | ER008.01.01
2"-113-LPDH-0153-AE3N | Pipe Line | Piping Line | ER008.01.01
2"-113-LPDH-0154-AE3N | Pipe Line | Piping Line | ER008.01.01
2"-113-LPDH-0155-AE3N | Pipe Line | Piping Line | ER008.01.01
3"-113-LPDH-0156-AE3N | Pipe Line | Piping Line | ER008.01.01
2"-113-LPDH-0157-AE3N | Pipe Line | Piping Line | ER008.01.01
2"-113-LPDH-0158-AE3N | Pipe Line | Piping Line | ER008.01.01
6"-113-LPDH-2003-AE3N | Pipe Line | Piping Line | ER008.01.01
4"-113-LPDH-3224-AE3N | Pipe Line | Piping Line | ER008.01.01
4"-113-LPDH-3225-AE3N | Pipe Line | Piping Line | ER008.01.01
4"-113-LPDH-3226-AE3N | Pipe Line | Piping Line | ER008.01.01
4"-113-LPDH-3227-AE3N | Pipe Line | Piping Line | ER008.01.01
4"-113-LPDH-3228-AE3N | Pipe Line | Piping Line | ER008.01.01
4"-113-LPDH-3229-AE3N | Pipe Line | Piping Line | ER008.01.01
4"-113-LPDH-3230-AE3N | Pipe Line | Piping Line | ER008.01.01
4"-113-LPDH-3231-AE3N | Pipe Line | Piping Line | ER008.01.01
4"-113-LPDH-3232-AE3N | Pipe Line | Piping Line | ER008.01.01
4"-113-LPDH-3233-AE3N | Pipe Line | Piping Line | ER008.01.01
4"-113-LPDH-3234-AE3N | Pipe Line | Piping Line | ER008.01.01
4"-113-LPDH-3235-AE3N | Pipe Line | Piping Line | ER008.01.01
6"-113-LPDN-0104-AE3N | Pipe Line | Piping Line | ER008.01.01
6"-113-LPDN-0105-AE3N | Pipe Line | Piping Line | ER008.01.01
12"-113-LPDN-2013-AE3N | Pipe Line | Piping Line | ER008.01.01
12"-113-LPDN-2015-AE3N | Pipe Line | Piping Line | ER008.01.01
12"-113-LPDN-2038-AE3N | Pipe Line | Piping Line | ER008.01.01
12"-113-LPDN-2039-AE3N | Pipe Line | Piping Line | ER008.01.01
10"-113-LPDN-2131-AE3N | Pipe Line | Piping Line | ER008.01.01
10"-113-LPDN-2132-AE3N | Pipe Line | Piping Line | ER008.01.01
6"-113-LPDN-2148-AE3N | Pipe Line | Piping Line | ER008.01.01
6"-113-LPDN-2149-AE3N | Pipe Line | Piping Line | ER008.01.01
8"-113-LPDN-2163-AE3N | Pipe Line | Piping Line | ER008.01.01
8"-113-LPDN-2165-AE3N | Pipe Line | Piping Line | ER008.01.01
8"-113-LPDN-2187-AE3N | Pipe Line | Piping Line | ER008.01.01
8"-113-LPDN-2189-AE3N | Pipe Line | Piping Line | ER008.01.01
8"-113-LPDN-2213-AE3N | Pipe Line | Piping Line | ER008.01.01
8"-113-LPDN-2215-AE3N | Pipe Line | Piping Line | ER008.01.01
16"-124-LPWP-2760-AD3A | Pipe Line | Piping Line | PC002.02
8"-124-LPWP-2812-AD3A | Pipe Line | Piping Line | PC002.02
10"-124-LPWP-2798-AD3A | Pipe Line | Piping Line | PC002.02
10"-124-LPWP-2801-AD3A | Pipe Line | Piping Line | PC002.02
10"-124-LPWP-2803-AD3A | Pipe Line | Piping Line | PC002.02
3"-124-LPFG-2734-AD3A-PP | Pipe Line | Piping Line | PC002.02
4"-771-LPPG-2627-AD3A-PP | Pipe Line | Piping Line | PC002.02
3"-771-LPPG-2203-AD3A-PP | Pipe Line | Piping Line | PC002.02
3"-771-LPPG-2204-AD3A-PP | Pipe Line | Piping Line | PC002.02
3"-771-LPPG-2202-AD3A-PP | Pipe Line | Piping Line | PC002.02
6"-777-LPFG-2010-AC31 | Pipe Line | Piping Line | PC002.02
6"-777-LPFG-2013-AC31 | Pipe Line | Piping Line | PC002.02
2"-777-LPFG-2033-AC31 | Pipe Line | Piping Line | PC002.02
2"-777-LPFG-2034-AC31 | Pipe Line | Piping Line | PC002.02
3"-777-LPFG-2035-AC31 | Pipe Line | Piping Line | PC002.02
2"-777-LPFG-2038-AC31 | Pipe Line | Piping Line | PC002.02
2"-777-LPFG-2040-AC31 | Pipe Line | Piping Line | PC002.02
2"-777-LPFG-2046-AC31 | Pipe Line | Piping Line | PC002.02
2"-128-LPCE-2129-AS3A | Pipe Line | Piping Line | PC002.02
2"-128-LPCE-2130-GS3A | Pipe Line | Piping Line | PC002.02
2"-128-LPCE-2131-GS3A | Pipe Line | Piping Line | PC002.02
2"-128-LPCE-2134-AS3A | Pipe Line | Piping Line | PC002.02
2"-128-LPCE-2135-AS3A | Pipe Line | Piping Line | PC002.02
2"-128-LPCE-2136-AS3A | Pipe Line | Piping Line | PC002.02
2"-128-LPCE-2137-AS3A | Pipe Line | Piping Line | PC002.02
1.5"-128-LPCE-2138-DS3A | Pipe Line | Piping Line | PC002.02
1.5"-128-LPCE-2139-DS3A | Pipe Line | Piping Line | PC002.02
1"-128-LPCE-2140-AS3A | Pipe Line | Piping Line | PC002.02
1"-128-LPCE-2141-AS3A | Pipe Line | Piping Line | PC002.02
1"-128-LPCE-2142-AS3A | Pipe Line | Piping Line | PC002.02
2"-128-LPCE-2153-GS3A | Pipe Line | Piping Line | PC002.02
2"-128-LPCE-2208-AS3A | Pipe Line | Piping Line | PC002.02
3"-128-LPCE-2209-AS3A | Pipe Line | Piping Line | PC002.02
3"-128-LPCE-2210-AS3A | Pipe Line | Piping Line | PC002.02
3"-128-LPCE-2234-GS3A | Pipe Line | Piping Line | PC002.02
3"-128-LPCE-2235-GS3A | Pipe Line | Piping Line | PC002.02
3"-128-LPCE-2266-AS3A | Pipe Line | Piping Line | PC002.02
3"-128-LPCE-2267-AS3A | Pipe Line | Piping Line | PC002.02
1.5"-128-LPCE-2273-AS3A | Pipe Line | Piping Line | PC002.02
1.5"-128-LPCE-2274-AS3A | Pipe Line | Piping Line | PC002.02
1.5"-128-LPCE-2275-AS3A | Pipe Line | Piping Line | PC002.02
3"-128-LPCE-2276-GS3A | Pipe Line | Piping Line | PC002.02
2"-128-LPCE-2277-GS3A | Pipe Line | Piping Line | PC002.02
2"-128-LPCE-2278-GS3A | Pipe Line | Piping Line | PC002.02
2"-128-LPCE-2279-GS3A | Pipe Line | Piping Line | PC002.02
2"-128-LPCE-2280-GS3A | Pipe Line | Piping Line | PC002.02
2"-128-LPCE-2281-GS3A | Pipe Line | Piping Line | PC002.02
3"-662-LPPL-2053-DD3A-ET | Pipe Line | Piping Line | PC002.02
3"-662-LPPL-2055-DD3A-ET | Pipe Line | Piping Line | PC002.02
3"-662-LPPL-2056-DD3A-ET | Pipe Line | Piping Line | PC002.02
3"-662-LPPL-2057-DD3A-ET | Pipe Line | Piping Line | PC002.02
6"-126-LPDN-1210-AG3A | Pipe Line | Piping Line | ER008.01.01
14"-662-LPPL-2078-AD3A | Pipe Line | Piping Line | PC002.02
3"-662-LPPL-2085-AD3A-ET | Pipe Line | Piping Line | PC002.02
3"-662-LPPL-2086-AD3A-ET | Pipe Line | Piping Line | PC002.02
3"-662-LPPL-2101-DD3A | Pipe Line | Piping Line | PC002.02
3"-662-LPPL-2102-DD3A-ET | Pipe Line | Piping Line | PC002.02
3"-662-LPPL-2103-DD3A-ET | Pipe Line | Piping Line | PC002.02
2"-662-LPPL-2104-DD3A-PP | Pipe Line | Piping Line | PC002.02
2"-662-LPPL-2105-DD3A-PP | Pipe Line | Piping Line | PC002.02
10"-662-LPPL-2106-DD3A | Pipe Line | Piping Line | PC002.02
10"-662-LPPL-2107-AD3A | Pipe Line | Piping Line | PC002.02
10"-662-LPPL-2108-AD3A | Pipe Line | Piping Line | PC002.02
3"-662-LPPL-2109-DD3A | Pipe Line | Piping Line | PC002.02
3"-662-LPPL-2110-DD3A | Pipe Line | Piping Line | PC002.02
18"-771-LPPG-2273-DD3A-PP | Pipe Line | Piping Line | PC002.02
16"-771-LPPG-2303-EL32 | Pipe Line | Piping Line | PC002.02
2"-771-LPPG-2309-FL31-PP | Pipe Line | Piping Line | PC002.02
8"-771-LPPG-2310-EL32 | Pipe Line | Piping Line | PC002.02
12"-771-LPPG-2314-FL31-PP | Pipe Line | Piping Line | PC002.02
10"-771-LPPG-2315-FL31 | Pipe Line | Piping Line | PC002.02
4"-771-LPPG-2316-FL31 | Pipe Line | Piping Line | PC002.02
12"-771-LPPG-2319-FS30 | Pipe Line | Piping Line | PC002.02
12"-771-LPPG-2320-FS30 | Pipe Line | Piping Line | PC002.02
16"-771-LPPG-2321-FL31 | Pipe Line | Piping Line | PC002.02
12"-771-LPPG-2322-KD3A | Pipe Line | Piping Line | PC002.02
2"-771-LPPG-2323-KL31-PP | Pipe Line | Piping Line | PC002.02
12"-771-LPPG-2325-GS30 | Pipe Line | Piping Line | PC002.02
12"-771-LPPG-2327-GS30 | Pipe Line | Piping Line | PC002.02
6"-771-LPPG-2328-GS30 | Pipe Line | Piping Line | PC002.02
12"-771-LPPG-2329-LX3J-PP | Pipe Line | Piping Line | PC002.02
8"-771-LPPG-2331-LX3J | Pipe Line | Piping Line | PC002.02
10"-771-LPPG-2333-KD3A | Pipe Line | Piping Line | PC002.02
2"-771-LPPG-2339-DL32 | Pipe Line | Piping Line | PC002.02
1"-771-LPPG-2340-FL31-ET | Pipe Line | Piping Line | PC002.02
2"-771-LPPG-2341-LX3J-ET | Pipe Line | Piping Line | PC002.02
1"-771-LPPG-2342-FL31-ET | Pipe Line | Piping Line | PC002.02
2"-771-LPPG-2343-KD3A-ET | Pipe Line | Piping Line | PC002.02
2"-771-LPPG-2344-FL31 | Pipe Line | Piping Line | PC002.02
2"-771-LPPG-2345-FL31 | Pipe Line | Piping Line | PC002.02
2"-771-LPPG-2346-LX3J | Pipe Line | Piping Line | PC002.02
2"-771-LPPG-2349-FL31 | Pipe Line | Piping Line | PC002.02
3"-771-LPPG-2350-KL31 | Pipe Line | Piping Line | PC002.02
1"-772-LPPL-2797-DL31-CC | Pipe Line | Piping Line | PC002.02
3"-772-LPPL-2846-DS34-CC | Pipe Line | Piping Line | PC002.02
2"-772-LPPL-2847-DS34-CC | Pipe Line | Piping Line | PC002.02
1.5"-772-LPPL-2848-DS34-CC | Pipe Line | Piping Line | PC002.02
2"-772-LPPL-2849-DS34-CC | Pipe Line | Piping Line | PC002.02
2"-772-LPPL-2850-DS34-CC | Pipe Line | Piping Line | PC002.02
10"-776-LPBH-2165-AL31 | Pipe Line | Piping Line | PC002.02
20"-776-LPBH-2172-AS3Y | Pipe Line | Piping Line | PC002.02
18"-776-LPBH-2173-AL3X | Pipe Line | Piping Line | PC002.02
16"-776-LPBH-2175-AL3X | Pipe Line | Piping Line | PC002.02
8"-776-LPBH-2176-AL31 | Pipe Line | Piping Line | PC002.02
12"-776-LPBH-2177-AS3Y | Pipe Line | Piping Line | PC002.02
10"-776-LPBH-2180-BS34 | Pipe Line | Piping Line | PC002.02
10"-776-LPBH-2182-BS34 | Pipe Line | Piping Line | PC002.02
6"-776-LPBH-2183-AS34 | Pipe Line | Piping Line | PC002.02
4"-776-LPBH-2184-AS3X | Pipe Line | Piping Line | PC002.02
18"-776-LPBH-2185-AL31 | Pipe Line | Piping Line | PC002.02
10"-776-LPBH-2187-BS34 | Pipe Line | Piping Line | PC002.02
3"-776-LPBH-2188-AS34 | Pipe Line | Piping Line | PC002.02
2"-776-LPBH-2189-AS34 | Pipe Line | Piping Line | PC002.02
12"-776-LPBH-2191-AS3Y | Pipe Line | Piping Line | PC002.02
16"-776-LPBH-2201-AL3X | Pipe Line | Piping Line | PC002.02
8"-776-LPBH-2202-AL31 | Pipe Line | Piping Line | PC002.02
20"-776-LPBH-2206-AS3Y | Pipe Line | Piping Line | PC002.02
18"-776-LPBH-2207-AL3X | Pipe Line | Piping Line | PC002.02
3"-776-LPBH-2208-AS34 | Pipe Line | Piping Line | PC002.02
10"-776-LPBH-2209-BS34 | Pipe Line | Piping Line | PC002.02
16"-776-LPBH-2210-AS3Y | Pipe Line | Piping Line | PC002.02
6"-776-LPBH-2211-AS34 | Pipe Line | Piping Line | PC002.02
8"-776-LPBH-2212-BS34 | Pipe Line | Piping Line | PC002.02
12"-776-LPBH-2213-AS3Y | Pipe Line | Piping Line | PC002.02
4"-776-LPBH-2215-AS34 | Pipe Line | Piping Line | PC002.02
3"-776-LPBH-2216-AS34 | Pipe Line | Piping Line | PC002.02
6"-776-LPBH-2218-AS34 | Pipe Line | Piping Line | PC002.02
6"-777-LPFG-2026-DL31-ET | Pipe Line | Piping Line | PC002.02
6"-777-LPFG-2027-DL31-ET | Pipe Line | Piping Line | PC002.02
6"-777-LPFG-2028-DL31-ET | Pipe Line | Piping Line | PC002.02
4"-126-LPDN-1427-AG3A | Pipe Line | Piping Line | ER008.01.01
2"-777-LPFG-2036-DL31-ET | Pipe Line | Piping Line | PC002.02
2"-777-LPFG-2039-AC31-ET | Pipe Line | Piping Line | PC002.02
2"-777-LPFG-2052-AS34 | Pipe Line | Piping Line | PC002.02
4"-126-LPDN-1429-AG3A | Pipe Line | Piping Line | ER008.01.01
10"-777-LPFG-2057-DL31-ET | Pipe Line | Piping Line | PC002.02
6"-777-LPFG-2101-DL31-ET | Pipe Line | Piping Line | PC002.02
10"-777-LPFG-2111-DL31-ET | Pipe Line | Piping Line | PC002.02
6"-777-LPFG-2121-DL31-ET | Pipe Line | Piping Line | PC002.02
6"-777-LPFG-2131-DL31-ET | Pipe Line | Piping Line | PC002.02
6"-777-LPFG-2102-DS30-ET | Pipe Line | Piping Line | PC002.02
6"-777-LPFG-2103-DS30-ET | Pipe Line | Piping Line | PC002.02
4"-777-LPFG-2104-DS30 | Pipe Line | Piping Line | PC002.02
6"-777-LPFG-2112-DS30-ET | Pipe Line | Piping Line | PC002.02
6"-777-LPFG-2113-DS30-ET | Pipe Line | Piping Line | PC002.02
4"-777-LPFG-2114-DS30 | Pipe Line | Piping Line | PC002.02
6"-777-LPFG-2122-DS30-ET | Pipe Line | Piping Line | PC002.02
6"-777-LPFG-2123-DS30-ET | Pipe Line | Piping Line | PC002.02
3"-122-LPDN-1036-AG3A | Pipe Line | Piping Line | ER008.01.01
3"-122-LPDN-1044-AG3A | Pipe Line | Piping Line | ER008.01.01
2"-122-LPDN-1050-AG3A | Pipe Line | Piping Line | ER008.01.01
3"-771-LPPL-2698-BS30 | Pipe Line | Piping Line | PC002.02
2"-122-LPDN-1062-AG3A | Pipe Line | Piping Line | ER008.01.01
2"-126-LPDN-1005-AG3A | Pipe Line | Piping Line | ER008.01.01
3"-771-LPPL-2699-AS30 | Pipe Line | Piping Line | PC002.02
6"-771-LPPL-2977-BD3A | Pipe Line | Piping Line | PC002.02
6"-772-LPPL-2604-DD3A | Pipe Line | Piping Line | PC002.02
2"-771-LPPL-2006-GL31 | Pipe Line | Piping Line | PC002.02
3"-128-LPDN-1196-AE3N | Pipe Line | Piping Line | ER008.01.01
6"-113-LPDH-2004-AE3N | Pipe Line | Piping Line | ER008.01.01
6"-113-LPDH-2005-AE3N | Pipe Line | Piping Line | ER008.01.01
3"-113-LPDH-2006-AE3N | Pipe Line | Piping Line | ER008.01.01
3"-113-LPDH-2007-AE3N | Pipe Line | Piping Line | ER008.01.01
8"-113-LPDH-2009-AE3N | Pipe Line | Piping Line | ER008.01.01
3"-113-LPDH-2010-AE3N | Pipe Line | Piping Line | ER008.01.01
6"-113-LPDH-2011-AE3N | Pipe Line | Piping Line | ER008.01.01
3"-113-LPDH-2012-AE3N | Pipe Line | Piping Line | ER008.01.01
3"-113-LPDH-2021-AE3N | Pipe Line | Piping Line | ER008.01.01
3"-113-LPDH-2022-AE3N | Pipe Line | Piping Line | ER008.01.01
3"-113-LPDH-2023-AE3N | Pipe Line | Piping Line | ER008.01.01
6"-113-LPDH-2025-AE3N | Pipe Line | Piping Line | ER008.01.01
3"-113-LPDH-2026-AE3N | Pipe Line | Piping Line | ER008.01.01
3"-113-LPDH-2027-AE3N | Pipe Line | Piping Line | ER008.01.01
3"-113-LPDH-2028-AE3N | Pipe Line | Piping Line | ER008.01.01
3"-113-LPDH-2029-AE3N | Pipe Line | Piping Line | ER008.01.01
3"-113-LPDH-2032-AE3N | Pipe Line | Piping Line | ER008.01.01
3"-113-LPDH-2033-AE3N | Pipe Line | Piping Line | ER008.01.01
4"-113-LPDH-2034-AE3N | Pipe Line | Piping Line | ER008.01.01
4"-113-LPDH-2035-AE3N | Pipe Line | Piping Line | ER008.01.01
8"-113-LPDH-2036-AE3N | Pipe Line | Piping Line | ER008.01.01
8"-113-LPDH-2037-AE3N | Pipe Line | Piping Line | ER008.01.01
2"-113-LPDH-2042-AE3N | Pipe Line | Piping Line | ER008.01.01
2"-113-LPDH-2043-AE3N | Pipe Line | Piping Line | ER008.01.01
3"-113-LPDH-2046-AE3N | Pipe Line | Piping Line | ER008.01.01
3"-113-LPDH-2047-AE3N | Pipe Line | Piping Line | ER008.01.01
2"-113-LPDH-2051-AE3N | Pipe Line | Piping Line | ER008.01.01
2"-113-LPDH-2052-AE3N | Pipe Line | Piping Line | ER008.01.01
8"-113-LPDN-2237-AE3N | Pipe Line | Piping Line | ER008.01.01
8"-113-LPDN-2239-AE3N | Pipe Line | Piping Line | ER008.01.01
6"-113-LPDN-2280-AE3N | Pipe Line | Piping Line | ER008.01.01
8"-113-LPDN-2281-AE3N | Pipe Line | Piping Line | ER008.01.01
0.5"-113-LPDN-2290-AE3N | Pipe Line | Piping Line | ER008.01.01
6"-113-LPDN-2295-AE3N | Pipe Line | Piping Line | ER008.01.01
6"-113-LPDN-2331-AE3N | Pipe Line | Piping Line | ER008.01.01
6"-113-LPDN-2332-AE3N | Pipe Line | Piping Line | ER008.01.01
6"-113-LPDN-2367-AE3N | Pipe Line | Piping Line | ER008.01.01
6"-113-LPDN-2368-AE3N | Pipe Line | Piping Line | ER008.01.01
6"-113-LPDN-2401-AE3N | Pipe Line | Piping Line | ER008.01.01
2"-113-LPDN-2402-AS30 | Pipe Line | Piping Line | ER008.01.01
2"-113-LPDN-2432-AS30 | Pipe Line | Piping Line | ER008.01.01
2"-113-LPDN-2404-AE3N | Pipe Line | Piping Line | ER008.01.01
3"-113-LPDN-2405-AE3N | Pipe Line | Piping Line | ER008.01.01
2"-113-LPDN-2502-AS30 | Pipe Line | Piping Line | ER008.01.01
2"-113-LPDN-2532-AS30 | Pipe Line | Piping Line | ER008.01.01
0.5"-113-LPDN-2406-AE3N | Pipe Line | Piping Line | ER008.01.01
2"-113-LPDN-2409-AS30 | Pipe Line | Piping Line | ER008.01.01
3"-113-LPDN-2410-AE3N | Pipe Line | Piping Line | ER008.01.01
3"-113-LPDN-2411-AE3N | Pipe Line | Piping Line | ER008.01.01
0.75"-113-LPDN-2412-AE3N | Pipe Line | Piping Line | ER008.01.01
0.75"-113-LPDN-2413-AE3N | Pipe Line | Piping Line | ER008.01.01
3"-113-LPDN-2416-AE3N | Pipe Line | Piping Line | ER008.01.01
0.75"-113-LPDN-2417-AE3N | Pipe Line | Piping Line | ER008.01.01
0.75"-113-LPDN-2418-AE3N | Pipe Line | Piping Line | ER008.01.01
0.5"-113-LPDN-2420-AE3N | Pipe Line | Piping Line | ER008.01.01
2"-113-LPDN-2421-AE3N | Pipe Line | Piping Line | ER008.01.01
20"-120-LPMH-2002-AC3E-HC | Pipe Line | Piping Line | 0
4"-120-LPMH-2029-AC3E-PP | Pipe Line | Piping Line | 0
16"-120-LPMH-2038-AC3E-HC | Pipe Line | Piping Line | 0
16"-120-LPMH-2040-AC3E-HC | Pipe Line | Piping Line | 0
16"-120-LPMH-2042-AC3E-HC | Pipe Line | Piping Line | 0
20"-120-LPMH-2044-AC3E-HC | Pipe Line | Piping Line | 0
8"-120-LPMH-2045-AC3E-HC | Pipe Line | Piping Line | 0
20"-120-LPMH-2048-AC3E-HC | Pipe Line | Piping Line | 0
20"-120-LPMH-2049-AC3E-HC | Pipe Line | Piping Line | 0
12"-120-LPMH-2050-AC3E-HC | Pipe Line | Piping Line | 0
2"-777-LPFG-2051-AL31 | Pipe Line | Piping Line | PC002.02
2"-777-LPFG-2054-AC31 | Pipe Line | Piping Line | PC002.02
2"-777-LPFG-2055-AC31 | Pipe Line | Piping Line | PC002.02
2"-777-LPFG-2135-AC31 | Pipe Line | Piping Line | PC002.02
2"-777-LPFG-2357-AC31 | Pipe Line | Piping Line | PC002.02
2"-777-LPFG-2206-AL31 | Pipe Line | Piping Line | PC002.02
2"-777-LPFG-2205-AL31 | Pipe Line | Piping Line | PC002.02
4"-124-LPPL-2708-AD3A-PP | Pipe Line | Piping Line | PC002.02
3"-124-LPPL-2713-AD3A-PP | Pipe Line | Piping Line | PC002.02
2"-124-LPPL-2815-AD3A-PP | Pipe Line | Piping Line | PC002.02
2"-124-LPPL-2816-AD3A-PP | Pipe Line | Piping Line | PC002.02
2"-124-LPPL-2710-AD3A-PP | Pipe Line | Piping Line | PC002.02
3"-124-LPPL-2721-AD3A-PP | Pipe Line | Piping Line | PC002.02
2"-124-LPPL-2817-AD3A-PP | Pipe Line | Piping Line | PC002.02
2"-124-LPPL-2818-AD3A-PP | Pipe Line | Piping Line | PC002.02
2"-124-LPPL-2719-AD3A-PP | Pipe Line | Piping Line | PC002.02
3"-124-LPPL-2743-AD3A | Pipe Line | Piping Line | PC002.02
4"-124-LPPL-2744-AD3A | Pipe Line | Piping Line | PC002.02
1.5"-124-LPPL-2745-AD3A | Pipe Line | Piping Line | PC002.02
2"-128-LPCE-2282-GS3A | Pipe Line | Piping Line | PC002.02
2"-128-LPCE-2283-GS3A | Pipe Line | Piping Line | PC002.02
2"-128-LPCE-2284-GS3A | Pipe Line | Piping Line | PC002.02
2"-128-LPCE-2285-GS3A | Pipe Line | Piping Line | PC002.02
2"-128-LPCE-2286-GS3A | Pipe Line | Piping Line | PC002.02
2"-128-LPCE-2287-GS3A | Pipe Line | Piping Line | PC002.02
2"-128-LPCE-2288-GS3A | Pipe Line | Piping Line | PC002.02
2"-128-LPCE-2289-GS3A | Pipe Line | Piping Line | PC002.02
2"-128-LPCE-2290-GS3A | Pipe Line | Piping Line | PC002.02
2"-128-LPCE-2291-GS3A | Pipe Line | Piping Line | PC002.02
2"-128-LPCE-2292-GS3A | Pipe Line | Piping Line | PC002.02
2"-128-LPCE-2293-GS3A | Pipe Line | Piping Line | PC002.02
2"-128-LPCE-2294-GS3A | Pipe Line | Piping Line | PC002.02
2"-128-LPCE-2295-GS3A | Pipe Line | Piping Line | PC002.02
2"-128-LPCE-2296-GS3A | Pipe Line | Piping Line | PC002.02
2"-128-LPCE-2297-GS3A | Pipe Line | Piping Line | PC002.02
2"-128-LPCE-2298-GS3A | Pipe Line | Piping Line | PC002.02
2"-128-LPCE-2299-GS3A | Pipe Line | Piping Line | PC002.02
2"-128-LPCE-2300-GS3A | Pipe Line | Piping Line | PC002.02
2"-128-LPCE-2301-KD3A | Pipe Line | Piping Line | PC002.02
2"-128-LPCE-2302-KD3A | Pipe Line | Piping Line | PC002.02
2"-128-LPCE-2303-KD3A | Pipe Line | Piping Line | PC002.02
2"-128-LPCE-2304-KD3A | Pipe Line | Piping Line | PC002.02
2"-128-LPCE-2305-KD3A | Pipe Line | Piping Line | PC002.02
2"-128-LPCE-2306-KD3A | Pipe Line | Piping Line | PC002.02
2"-128-LPCE-2307-KD3A | Pipe Line | Piping Line | PC002.02
2"-128-LPCE-2591-AS3A | Pipe Line | Piping Line | PC002.02
2"-128-LPCE-2592-GS3A | Pipe Line | Piping Line | PC002.02
2"-128-LPCE-2602-GS3A | Pipe Line | Piping Line | PC002.02
3"-662-LPPL-2113-BD3A | Pipe Line | Piping Line | PC002.02
10"-662-LPPL-2114-AC3E | Pipe Line | Piping Line | PC002.02
1"-662-LPPL-2134-DD3A | Pipe Line | Piping Line | PC002.02
6"-126-LPDN-1230-AG3A | Pipe Line | Piping Line | ER008.01.01
12"-662-LPPL-2216-AD3A-ET | Pipe Line | Piping Line | PC002.02
3"-662-LPPL-2221-AD3A-ET | Pipe Line | Piping Line | PC002.02
3"-662-LPPL-2222-AD3A-ET | Pipe Line | Piping Line | PC002.02
3"-662-LPPL-2223-AD3A-ET | Pipe Line | Piping Line | PC002.02
3"-662-LPPL-2224-AD3A-ET | Pipe Line | Piping Line | PC002.02
3"-662-LPPL-2225-AD3A-ET | Pipe Line | Piping Line | PC002.02
3"-662-LPPL-2226-AD3A-ET | Pipe Line | Piping Line | PC002.02
2"-126-LPDN-1243-AG3A | Pipe Line | Piping Line | ER008.01.01
3"-662-LPPL-2231-AD3A-ET | Pipe Line | Piping Line | PC002.02
3"-662-LPPL-2233-AD3A-ET | Pipe Line | Piping Line | PC002.02
3"-662-LPPL-2234-AD3A-ET | Pipe Line | Piping Line | PC002.02
3"-662-LPPL-2235-AD3A-ET | Pipe Line | Piping Line | PC002.02
3"-662-LPPL-2236-AD3A-ET | Pipe Line | Piping Line | PC002.02
3"-662-LPPL-2237-AD3A-ET | Pipe Line | Piping Line | PC002.02
14"-771-LPPG-2368-DL31-PP | Pipe Line | Piping Line | PC002.02
2"-771-LPPG-2380-ES30 | Pipe Line | Piping Line | PC002.02
3"-771-LPPG-2386-LX3J | Pipe Line | Piping Line | PC002.02
4"-771-LPPG-2387-LX3J | Pipe Line | Piping Line | PC002.02
3"-771-LPPG-2388-LX3J | Pipe Line | Piping Line | PC002.02
2"-771-LPPG-2390-GS30 | Pipe Line | Piping Line | PC002.02
2"-771-LPPG-2392-GS34 | Pipe Line | Piping Line | PC002.02
2"-771-LPPG-2393-GS34 | Pipe Line | Piping Line | PC002.02
2"-771-LPPG-2394-GS34 | Pipe Line | Piping Line | PC002.02
2"-771-LPPG-2398-BS30 | Pipe Line | Piping Line | PC002.02
16"-771-LPPG-2399-EL32 | Pipe Line | Piping Line | PC002.02
3"-771-LPPG-2400-DD3A | Pipe Line | Piping Line | PC002.02
10"-771-LPPG-2401-KD3A | Pipe Line | Piping Line | PC002.02
10"-771-LPPG-2402-KD3A | Pipe Line | Piping Line | PC002.02
2"-771-LPPG-2403-KY30 | Pipe Line | Piping Line | PC002.02
2"-771-LPPG-2404-KD3A | Pipe Line | Piping Line | PC002.02
1"-771-LPPG-2410-FD3A | Pipe Line | Piping Line | PC002.02
3"-771-LPPG-2127-DD3A | Pipe Line | Piping Line | PC002.02
2"-771-LPPG-2414-DL31-ET | Pipe Line | Piping Line | PC002.02
2"-771-LPPG-2415-DL31-ET | Pipe Line | Piping Line | PC002.02
18"-771-LPPG-2418-DD3A-PP | Pipe Line | Piping Line | PC002.02
12"-771-LPPG-2466-GS30 | Pipe Line | Piping Line | PC002.02
16"-771-LPPG-2542-BL31-PP | Pipe Line | Piping Line | PC002.02
20"-771-LPPG-2543-BL31-PP | Pipe Line | Piping Line | PC002.02
16"-771-LPPG-2552-BL31-PP | Pipe Line | Piping Line | PC002.02
20"-771-LPPG-2553-BL31-PP | Pipe Line | Piping Line | PC002.02
2"-771-LPPG-2554-DL31-ET | Pipe Line | Piping Line | PC002.02
2"-771-LPPG-2567-KD3A | Pipe Line | Piping Line | PC002.02
6"-772-LPVA-2810-AL3E | Pipe Line | Piping Line | PC002.02
6"-772-LPVA-2811-AL3E | Pipe Line | Piping Line | PC002.02
4"-772-LPVA-2814-AL3E | Pipe Line | Piping Line | PC002.02
4"-772-LPVA-2816-AL3E | Pipe Line | Piping Line | PC002.02
6"-772-LPVA-2827-AL3E | Pipe Line | Piping Line | PC002.02
6"-772-LPVA-2828-AL3E | Pipe Line | Piping Line | PC002.02
3"-772-LPVA-2833-AC3E | Pipe Line | Piping Line | PC002.02
3"-772-LPVA-2835-AC3E | Pipe Line | Piping Line | PC002.02
6"-773-LPBH-2001-GS34 | Pipe Line | Piping Line | PC002.02
8"-773-LPFL-2850-GL32-PP | Pipe Line | Piping Line | PC002.02
8"-773-LPFL-2851-GL32-PP | Pipe Line | Piping Line | PC002.02
8"-773-LPFL-2852-GL32-PP | Pipe Line | Piping Line | PC002.02
8"-773-LPFL-2853-GL32-PP | Pipe Line | Piping Line | PC002.02
8"-773-LPFL-2854-GL32-PP | Pipe Line | Piping Line | PC002.02
8"-773-LPFL-2855-GL32-PP | Pipe Line | Piping Line | PC002.02
8"-773-LPFL-2856-GL32-PP | Pipe Line | Piping Line | PC002.02
8"-773-LPFL-2857-GL32-PP | Pipe Line | Piping Line | PC002.02
8"-773-LPFL-2858-GL32-PP | Pipe Line | Piping Line | PC002.02
8"-773-LPFL-2859-GL32-PP | Pipe Line | Piping Line | PC002.02
8"-773-LPFL-2860-GL32-PP | Pipe Line | Piping Line | PC002.02
8"-773-LPFL-2861-GL32-PP | Pipe Line | Piping Line | PC002.02
3"-773-LPPG-2000-GS30 | Pipe Line | Piping Line | PC002.02
6"-773-LPPG-2002-GS30 | Pipe Line | Piping Line | PC002.02
4"-776-LPBH-2220-AL31 | Pipe Line | Piping Line | PC002.02
10"-776-LPBH-2221-BS34 | Pipe Line | Piping Line | PC002.02
10"-776-LPBH-2222-AL31 | Pipe Line | Piping Line | PC002.02
10"-776-LPBH-2225-BS34 | Pipe Line | Piping Line | PC002.02
12"-776-LPBH-2234-AS3Y | Pipe Line | Piping Line | PC002.02
6"-776-LPBH-2238-BS34 | Pipe Line | Piping Line | PC002.02
6"-776-LPBH-2239-AS34 | Pipe Line | Piping Line | PC002.02
4"-776-LPBH-2241-AL31 | Pipe Line | Piping Line | PC002.02
2"-776-LPBH-2252-AL31 | Pipe Line | Piping Line | PC002.02
8"-776-LPBH-2253-AL31 | Pipe Line | Piping Line | PC002.02
8"-776-LPBH-2254-AL31 | Pipe Line | Piping Line | PC002.02
4"-776-LPBH-2255-AL31 | Pipe Line | Piping Line | PC002.02
4"-776-LPBH-2256-AL31 | Pipe Line | Piping Line | PC002.02
3"-776-LPBH-2262-AL31 | Pipe Line | Piping Line | PC002.02
4"-776-LPBH-2263-AL31 | Pipe Line | Piping Line | PC002.02
10"-776-LPBH-2273-AL31 | Pipe Line | Piping Line | PC002.02
10"-776-LPBH-2274-AL31 | Pipe Line | Piping Line | PC002.02
10"-776-LPBH-2275-AL31 | Pipe Line | Piping Line | PC002.02
10"-776-LPBH-2277-AL31 | Pipe Line | Piping Line | PC002.02
2"-776-LPBH-2302-AL31 | Pipe Line | Piping Line | PC002.02
12"-776-LPBH-2308-AL31 | Pipe Line | Piping Line | PC002.02
14"-776-LPBH-2311-AL31 | Pipe Line | Piping Line | PC002.02
12"-776-LPBH-2317-AL31 | Pipe Line | Piping Line | PC002.02
14"-776-LPBH-2320-AL31 | Pipe Line | Piping Line | PC002.02
14"-776-LPBH-2326-AL31 | Pipe Line | Piping Line | PC002.02
18"-776-LPBH-2351-AL31 | Pipe Line | Piping Line | PC002.02
10"-776-LPBH-2353-AS3X | Pipe Line | Piping Line | PC002.02
10"-776-LPBH-2355-BS34 | Pipe Line | Piping Line | PC002.02
4"-777-LPFG-2124-DS30 | Pipe Line | Piping Line | PC002.02
6"-777-LPFG-2132-DS30-ET | Pipe Line | Piping Line | PC002.02
6"-777-LPFG-2133-DS30-ET | Pipe Line | Piping Line | PC002.02
4"-777-LPFG-2134-DS30 | Pipe Line | Piping Line | PC002.02
2"-126-LPDN-1664-AG3A | Pipe Line | Piping Line | ER008.01.01
6"-777-LPFG-2151-DS30-ET | Pipe Line | Piping Line | PC002.02
6"-777-LPFG-2155-DS30-ET | Pipe Line | Piping Line | PC002.02
3"-777-LPFG-2156-DS30-ET | Pipe Line | Piping Line | PC002.02
3"-777-LPFG-2157-DS30-ET | Pipe Line | Piping Line | PC002.02
2"-777-LPFG-2161-DS34-ET | Pipe Line | Piping Line | PC002.02
2"-777-LPFG-2221-BS34 | Pipe Line | Piping Line | PC002.02
2"-777-LPFG-2222-DL31-ET | Pipe Line | Piping Line | PC002.02
3"-777-LPFG-2224-DS30-ET | Pipe Line | Piping Line | PC002.02
3"-777-LPFG-2301-DL31-ET | Pipe Line | Piping Line | PC002.02
3"-777-LPFG-2302-DL31-ET | Pipe Line | Piping Line | PC002.02
2"-777-LPFG-2351-AS3A | Pipe Line | Piping Line | PC002.02
2"-777-LPFG-2352-AS3A | Pipe Line | Piping Line | PC002.02
2"-777-LPFG-2358-AS34 | Pipe Line | Piping Line | PC002.02
3"-777-LPFG-2401-DL31 | Pipe Line | Piping Line | PC002.02
10"-777-LPFG-2405-DL31 | Pipe Line | Piping Line | PC002.02
4"-777-LPFG-2406-DL31 | Pipe Line | Piping Line | PC002.02
6"-777-LPFG-2451-DS30-ET | Pipe Line | Piping Line | PC002.02
3"-777-LPFG-2453-DS30-ET | Pipe Line | Piping Line | PC002.02
3"-777-LPFG-2454-DS30-ET | Pipe Line | Piping Line | PC002.02
3"-777-LPFG-2996-DS30-ET | Pipe Line | Piping Line | PC002.02
8"-126-LPVA-1455-AG3A | Pipe Line | Piping Line | PC002.02
3"-777-LPPL-2005-DL31 | Pipe Line | Piping Line | PC002.02
2"-771-LPPL-2174-GL31 | Pipe Line | Piping Line | PC002.02
2"-771-LPPL-2326-GL31 | Pipe Line | Piping Line | PC002.02
3"-772-LPPL-2260-DL31 | Pipe Line | Piping Line | PC002.02
2"-777-LPPL-2004-DL31 | Pipe Line | Piping Line | PC002.02
4"-771-LPPL-2008-EL31 | Pipe Line | Piping Line | PC002.02
3"-771-LPPL-2158-EL31 | Pipe Line | Piping Line | PC002.02
3"-771-LPPL-2702-EL31 | Pipe Line | Piping Line | PC002.02
2"-777-LPPL-2041-DD3A | Pipe Line | Piping Line | PC002.02
12"-771-LPPG-2051-AD3A-PP | Pipe Line | Piping Line | PC002.02
3"-771-LPPG-2973-AD3A-ET | Pipe Line | Piping Line | PC002.02
3"-128-LPDN-1043-AE3N | Pipe Line | Piping Line | ER008.01.01
3"-128-LPDN-1073-AE3N | Pipe Line | Piping Line | ER008.01.01
3"-128-LPDN-1082-AE3N | Pipe Line | Piping Line | ER008.01.01
3"-128-LPDN-1096-AE3N | Pipe Line | Piping Line | ER008.01.01
2"-113-LPDH-2053-AE3N | Pipe Line | Piping Line | ER008.01.01
2"-113-LPDH-2054-AE3N | Pipe Line | Piping Line | ER008.01.01
0.75"-113-LPDH-2055-AE3N | Pipe Line | Piping Line | ER008.01.01
0.75"-113-LPDH-2056-AE3N | Pipe Line | Piping Line | ER008.01.01
1.5"-113-LPDH-2057-AE3N | Pipe Line | Piping Line | ER008.01.01
0.5"-113-LPDH-2059-AE3N | Pipe Line | Piping Line | ER008.01.01
0.5"-113-LPDH-2060-AE3N | Pipe Line | Piping Line | ER008.01.01
0.5"-113-LPDH-2061-AE3N | Pipe Line | Piping Line | ER008.01.01
0.75"-113-LPDH-2062-AE3N | Pipe Line | Piping Line | ER008.01.01
0.75"-113-LPDH-2063-AE3N | Pipe Line | Piping Line | ER008.01.01
0.75"-113-LPDH-2064-AE3N | Pipe Line | Piping Line | ER008.01.01
3"-113-LPDH-2065-AE3N | Pipe Line | Piping Line | ER008.01.01
0.5"-113-LPDH-2066-AE3N | Pipe Line | Piping Line | ER008.01.01
2"-113-LPDH-2067-AE3N | Pipe Line | Piping Line | ER008.01.01
6"-113-LPDH-2069-AE3N | Pipe Line | Piping Line | ER008.01.01
3"-113-LPDH-2071-AE3N | Pipe Line | Piping Line | ER008.01.01
2"-113-LPDH-2073-AE3N | Pipe Line | Piping Line | ER008.01.01
2"-113-LPDC-3630-AD3A | Pipe Line | Piping Line | ER008.01.01
2"-113-LPDH-2079-AE3N | Pipe Line | Piping Line | ER008.01.01
2"-113-LPDH-2081-AE3N | Pipe Line | Piping Line | ER008.01.01
2"-113-LPDH-2082-AE3N | Pipe Line | Piping Line | ER008.01.01
2"-113-LPDH-2083-AE3N | Pipe Line | Piping Line | ER008.01.01
2"-113-LPDH-2084-AE3N | Pipe Line | Piping Line | ER008.01.01
0.75"-113-LPDH-2085-AE3N | Pipe Line | Piping Line | ER008.01.01
0.75"-113-LPDH-2086-AE3N | Pipe Line | Piping Line | ER008.01.01
3"-113-LPDC-2978-AD3A-PP | Pipe Line | Piping Line | ER008.01.01
1.5"-113-LPDH-2087-AE3N | Pipe Line | Piping Line | ER008.01.01
0.5"-113-LPDH-2089-AE3N | Pipe Line | Piping Line | ER008.01.01
2"-113-LPDN-2422-AE3N | Pipe Line | Piping Line | ER008.01.01
2"-113-LPDN-2423-AE3N | Pipe Line | Piping Line | ER008.01.01
2"-113-LPDN-2424-AE3N | Pipe Line | Piping Line | ER008.01.01
0.75"-113-LPDN-2425-AE3N | Pipe Line | Piping Line | ER008.01.01
0.75"-113-LPDN-2426-AE3N | Pipe Line | Piping Line | ER008.01.01
1.5"-113-LPDN-2407-AE3N | Pipe Line | Piping Line | ER008.01.01
1"-113-LPDN-2408-AE3N | Pipe Line | Piping Line | ER008.01.01
0.5"-113-LPDN-2429-AE3N | Pipe Line | Piping Line | ER008.01.01
0.5"-113-LPDN-2427-AE3N | Pipe Line | Piping Line | ER008.01.01
6"-113-LPDN-2431-AE3N | Pipe Line | Piping Line | ER008.01.01
0.5"-113-LPDN-2428-AE3N | Pipe Line | Piping Line | ER008.01.01
1"-113-LPDN-2430-AE3N | Pipe Line | Piping Line | ER008.01.01
2"-113-LPDN-2434-AE3N | Pipe Line | Piping Line | ER008.01.01
3"-113-LPDN-2435-AE3N | Pipe Line | Piping Line | ER008.01.01
0.5"-113-LPDN-2436-AE3N | Pipe Line | Piping Line | ER008.01.01
1.5"-113-LPDN-2437-AE3N | Pipe Line | Piping Line | ER008.01.01
1"-113-LPDN-2438-AE3N | Pipe Line | Piping Line | ER008.01.01
2"-113-LPDN-2439-AS30 | Pipe Line | Piping Line | ER008.01.01
3"-113-LPDN-2440-AE3N | Pipe Line | Piping Line | ER008.01.01
3"-113-LPDN-2441-AE3N | Pipe Line | Piping Line | ER008.01.01
0.75"-113-LPDN-2442-AE3N | Pipe Line | Piping Line | ER008.01.01
0.75"-113-LPDN-2443-AE3N | Pipe Line | Piping Line | ER008.01.01
3"-113-LPDN-2446-AE3N | Pipe Line | Piping Line | ER008.01.01
0.75"-113-LPDN-2447-AE3N | Pipe Line | Piping Line | ER008.01.01
0.75"-113-LPDN-2448-AE3N | Pipe Line | Piping Line | ER008.01.01
0.5"-113-LPDN-2450-AE3N | Pipe Line | Piping Line | ER008.01.01
2"-113-LPDN-2451-AE3N | Pipe Line | Piping Line | ER008.01.01
2"-113-LPDN-2452-AE3N | Pipe Line | Piping Line | ER008.01.01
553-IR-7200 | Flame Detector, IR, Upper Riser Balcony Module MS511 | Flame detector | DS001.01
553-GIR-7208 | Gas Detector, Upper Riser Balcony Module MS511 | Hydrocarbon Gas Detector | DS001.02
553-GIR-7209 | Gas Detector, Upper Riser Balcony Module MS511 | Hydrocarbon Gas Detector | DS001.02
553-IR-7202 | Flame Detector, IR, Upper Riser Balcony Module MS511 | Flame detector | DS001.01
553-GIR-7210 | Gas Detector, Upper Riser Balcony Module MS511 | Hydrocarbon Gas Detector | DS001.02
553-IR-7201 | Flame Detector, IR, Upper Riser Balcony Module MS511 | Flame detector | DS001.01
553-GIR-7211 | Gas Detector, Upper Riser Balcony Module MS511 | Hydrocarbon Gas Detector | DS001.02
553-IR-7204 | Flame Detector, IR, Upper Riser Balcony Module MS511 | Flame detector | DS001.01
553-GIR-7212 | Gas Detector, Upper Riser Balcony Module MS511 | Hydrocarbon Gas Detector | DS001.02
553-IR-7203 | Flame Detector, IR, Upper Riser Balcony Module MS511 | Flame detector | DS001.01
553-GIR-7213 | Gas Detector, Upper Riser Balcony Module MS511 | Hydrocarbon Gas Detector | DS001.02
553-IR-7206 | Flame Detector, IR, Upper Riser Balcony Module MS511 | Flame detector | DS001.01
553-GIR-7214 | Gas Detector, Upper Riser Balcony Module MS511 | Hydrocarbon Gas Detector | DS001.02
553-IR-7207 | Flame Detector, IR, Upper Riser Balcony Module MS511 | Flame detector | DS001.01
553-GIR-7215 | Gas Detector, Upper Riser Balcony Module MS511 | Hydrocarbon Gas Detector | DS001.02
553-IR-7100 | Flame Detector, IR, Upper Riser Balcony Module MS511 | Flame detector | DS001.01
553-GIR-7106 | Gas Detector, Upper Riser Balcony Module MS511 | Hydrocarbon Gas Detector | DS001.02
553-GIR-7108 | Gas Detector, Upper Riser Balcony Module MS511 | Hydrocarbon Gas Detector | DS001.02
553-IR-7102 | Flame Detector, IR, Upper Riser Balcony Module MS511 | Flame detector | DS001.01
553-IR-6690 | Flame Detector, IR, Upper Riser Balcony Module MS511 | Flame detector | DS001.01
553-GIR-7110 | Gas Detector, Upper Riser Balcony Module MS511 | Hydrocarbon Gas Detector | DS001.02
553-IR-7104 | Flame Detector, IR, Upper Riser Balcony Module MS511 | Flame detector | DS001.01
553-GIR-7111 | Gas Detector, Upper Riser Balcony Module MS511 | Hydrocarbon Gas Detector | DS001.02
553-GIR-7107 | Gas Detector, Upper Riser Balcony Module MS511 | Hydrocarbon Gas Detector | DS001.02
553-IR-6992 | Flame Detector, IR, Upper Riser Balcony Module MS511 | Flame detector | DS001.01
553-IR-6600 | Flame Detector, IR, Upper Riser Balcony Module MS511 | Flame detector | DS001.01
553-GIR-7114 | Gas Detector, Upper Riser Balcony Module MS511 | Hydrocarbon Gas Detector | DS001.02
553-IR-7300 | Flame Detector, IR, Upper Riser Balcony Module MS511 | Flame detector | DS001.01
553-IR-7301 | Flame Detector, IR, Upper Riser Balcony Module MS511 | Flame detector | DS001.01
553-IR-7302 | Flame Detector, IR, Upper Riser Balcony Module MS511 | Flame detector | DS001.01
553-IR-7304 | Flame Detector, IR, Upper Riser Balcony Module MS511 | Flame detector | DS001.01
553-IR-7306 | Flame Detector, IR, Upper Riser Balcony Module MS511 | Flame detector | DS001.01
553-IR-7307 | Flame Detector, IR, Upper Riser Balcony Module MS511 | Flame detector | DS001.01
553-GIR-7302 | Gas Detector, Upper Riser Balcony Module MS511 | Hydrocarbon Gas Detector | DS001.02
553-GIR-7307 | Gas Detector, Upper Riser Balcony Module MS511 | Hydrocarbon Gas Detector | DS001.02
553-GIR-7308 | Gas Detector, Upper Riser Balcony Module MS511 | Hydrocarbon Gas Detector | DS001.02
553-GIR-7309 | Gas Detector, Upper Riser Balcony Module MS511 | Hydrocarbon Gas Detector | DS001.02
553-GIR-7310 | Gas Detector, Upper Riser Balcony Module MS511 | Hydrocarbon Gas Detector | DS001.02
553-GIR-7311 | Gas Detector, Upper Riser Balcony Module MS511 | Hydrocarbon Gas Detector | DS001.02
553-GIR-7312 | Gas Detector, Upper Riser Balcony Module MS511 | Hydrocarbon Gas Detector | DS001.02
553-GIR-7315 | Gas Detector, Upper Riser Balcony Module MS511 | Hydrocarbon Gas Detector | DS001.02
553-IR-7400 | Flame Detector, IR, Upper Riser Balcony Module MS511 | Flame detector | DS001.01
553-GIR-7403 | Gas Detector, Upper Riser Balcony Module MS511 | Hydrocarbon Gas Detector | DS001.02
553-IR-7402 | Flame Detector, IR, Upper Riser Balcony Module MS511 | Flame detector | DS001.01
553-GIR-7401 | Gas Detector, Upper Riser Balcony Module MS511 | Hydrocarbon Gas Detector | DS001.02
553-GIR-7410 | Gas Detector, Upper Riser Balcony Module MS511 | Hydrocarbon Gas Detector | DS001.02
553-IR-7405 | Flame Detector, IR, Upper Riser Balcony Module MS511 | Flame detector | DS001.01
553-GIR-7411 | Gas Detector, Upper Riser Balcony Module MS511 | Hydrocarbon Gas Detector | DS001.02
553-IR-7404 | Flame Detector, IR, Upper Riser Balcony Module MS511 | Flame detector | DS001.01
553-IR-0847 | Flame Detector, IR, Upper Riser Balcony Module MS511 | Flame detector | DS001.01
553-GIR-7412 | Gas Detector, Upper Riser Balcony Module MS511 | Hydrocarbon Gas Detector | DS001.02
553-GIR-7407 | Gas Detector, Upper Riser Balcony Module MS511 | Hydrocarbon Gas Detector | DS001.02
553-IR-0846 | Flame Detector, IR, Upper Riser Balcony Module MS511 | Flame detector | DS001.01
553-IR-7406 | Flame Detector, IR, Upper Riser Balcony Module MS511 | Flame detector | DS001.01
553-GIR-7413 | Gas Detector, Upper Riser Balcony Module MS511 | Hydrocarbon Gas Detector | DS001.02
553-GIR-7409 | Gas Detector, Upper Riser Balcony Module MS511 | Hydrocarbon Gas Detector | DS001.02
553-IR-0848 | Flame Detector, IR, Upper Riser Balcony Module MS511 | Flame detector | DS001.01
553-GIR-7408 | Gas Detector, Upper Riser Balcony Module MS511 | Hydrocarbon Gas Detector | DS001.02
1-FL116801-AC6E | Pipe Line | Piping Line | PC002.02
3-FL116691-AC6E | Pipe Line | Piping Line | PC002.02
4-FL116687-AS6A | Pipe Line | Piping Line | PC002.02
4-FL116694-AS6A | Pipe Line | Piping Line | PC002.02
3-FL116597-AC6E | Pipe Line | Piping Line | PC002.02
2-FL116762-AC6E | Pipe Line | Piping Line | PC002.02
1.5-FL116690-AC6E | Pipe Line | Piping Line | PC002.02
4-FL116597-AS6A | Pipe Line | Piping Line | PC002.02
4-FL116621-AC6E | Pipe Line | Piping Line | PC002.02
874-LHTR-1216 | Trolley, Tilting Floor Stand 0.3T, Lifting Accessories, Loose Lifting Equipment, Topsides General | Trolley | SI005.01.02
874-LHTR-1217 | Trolley, Six Cylinder Transport Cage 2.5T, Lifting Accessories, Loose Lifting Equipment, Topsides General | Trolley | SI005.01.02
874-LHTR-1218 | Trolley, Hydraulic Lifting .05T, Lifting Accessories, Loose Lifting Equipment, Topsides General | Trolley | SI005.01.02
874-LHLA-1230 | Lifting Accesories, Portable A-Frame 5T, Lifting Equipment, Topsides General | Lifting accessories | SI005.01.02
874-LHLA-1229 | Lifting Accesories, Portable A-Frame 3T, Lifting Equipment, Topsides General | Lifting accessories | SI005.01.02
331-VABF-0642 | Manual Valve, 14", LO, Isolation, FW Ring Main Cross-Connection, FZ01 SB | Valve, Butterfly | PS008.02.01
331-VABF-0974 | Manual Valve, 6", LO, Isolation, FW To Fire/Foam Hydrants, FZ03 PS | Valve, Butterfly | PS008.02.01
331-VABF-0975 | Manual Valve, 6", LO, Isolation, FW To Fire/Foam Hydrants, FZ02 PS | Valve, Butterfly | PS008.02.01
331-VABF-0976 | Manual Valve, 6", LO, Isolation, FW To Fire Hydrants, FZ01 PS | Valve, Butterfly | PS008.02.01
331-VABF-0977 | Manual Valve, 6", LO, Isolation, FW To Fire Hydrants, FZ01 SB | Valve, Butterfly | PS008.02.01
108-HVEF-2201A | Fan, A, Exhaust, Battery Room HVAC Package | Fan | IC001.01.01
333-SECB-0100 | Cabin Grab Bag, Safety Equipmen, Safety and Lifesaving | Escape set and Grab bag | LS002.01.01
333-GDCG-0200 | Gas Detector, Portable, Flammable Gas, Inert Atmosphere, Safety Equipment, Safety And Lifesaving | Toxic Gas Detector | LS002.01.03
550-CP-2417 | ICSS Local Control Panel, Vessel PCS/PSS & FGS/ESD, VE241 Aft Equipment room | ICSS Local Control Panel | SD002.01 & SD002.02
331-VABF-0978 | Manual Valve, 6", LO, Isolation, FW To Fire/Foam Hydrants, FZ02 SB | Valve, Butterfly | PS008.02.01
552-EM-1060 | Push Button, Emergency, Slop/Cargo/Produced Water Pumps SD, VE212-Accommodation A Deck | Push Button | PC003.01
333-SEGM-0100 | Gas Detector, Area (Transportable), Main Deck, Safety Equipment, Safety and Lifesaving | Toxic Gas Detector | LS002.01.03
566-CMAS-1001 | Antenna System, Stabilized Antenna (C-Band) No.1, SBM, VE210 Accommodation | Antenna System | ER003.03
566-CMAS-1002 | Antenna System, Stabilized Antenna (C-Band) No.2, Petrobras, VE210 Accommodation | Antenna System | ER003.03
566-CMAS-5611 | Antenna System, VSAT Satellite Antenna (Ku-Band), SBM, VE210, Accommodation | Antenna System | ER003.03
874-LHHI-1011 | Hoisting Equipment, Manual Trolley Hoist 8T, LP Gas Compression & Main /Injection Gas Compression Module 1, Lifting Equipment | Hoisting Equipment | SI005.01.02
771-HBEH-0672B-2 | Electric Heater, 2, Seal Gas, Main And Injection Gas Compression Package, Train C | Electric Heater | 0
771-HBEH-0672B-3 | Electric Heater, 3, Seal Gas, Main And Injection Gas Compression Package, Train A | Electric Heater | 0
771-HBEH-0672C-2 | Electric Heater, 3, Seal Gas, Main And Injection Gas Compression Package, Train B | Electric Heater | 0
771-HBEH-0675A-2 | Electric Heater, 2, Seal Gas, Main And Injection Gas Compressor, Train A | Electric Heater | 0
771-HBEH-0675A-3 | Electric Heater, 3, Seal Gas, Main And Injection Gas Compressor, Train A | Electric Heater | 0
771-HBEH-0675B-3 | Electric Heater, 3, Seal Gas, Main And Injection Gas Compressor, Train B | Electric Heater | 0
118-VEBR-6113 | Bottle Rack, Instrument Air Bottle, Pneumatic Fire Damper, Air System | Bottle Rack | 0
118-VEBR-6116 | Bottle Rack, Instrument Air Bottle, Pneumatic Fire Damper, Air System | Bottle Rack | 0
118-VEBR-6117 | Bottle Rack, Instrument Air Bottle, Pneumatic Fire Damper, Air System | Bottle Rack | 0
771-VEVF-0110A-1 | Filter, Seal Gas, Gas Filters, LP Gas Compression Train A | Filter, Vessel | 0
771-VEVF-0110A-2 | Filter, Seal Gas, Gas Filters, LP Gas Compression Train A | Filter, Vessel | 0
771-VEVF-0110B-1 | Filter, Seal Gas, Gas Filters, LP Gas Compression Train B | Filter, Vessel | 0
771-VEVF-0110B-2 | Filter, Seal Gas, Gas Filters, LP Gas Compression Train B | Filter, Vessel | 0
771-VEVF-0111A-2 | Filter, Intermediate Gas, Gas Filters, LP Gas Compression Train A | Filter, Vessel | 0
771-VEVF-0111B-1 | Filter, Intermediate Gas, Gas Filters, LP Gas Compression Train B | Filter, Vessel | 0
771-VEVF-0111B-2 | Filter, Intermediate Gas, Gas Filters, LP Gas Compression Train B | Filter, Vessel | 0
771-VEVF-0112B-1 | Filter, Seperation Gas, Gas Filters, LP Gas Compression Train B | Filter, Vessel | 0
331-HS-6411 | Push Button, Local Release Box, Emergency Generator Room, Main Deck, Fire Water Mist PAGA, Firefighting System | Push Button | PS005.01
331-HS-6412 | Push Button, Local Release Box, IGG Room, B Deck, Fire Water Mist PAGA, Firefighting System | Push Button | PS005.01
331-HS-6413 | Push Button, Local Release Box, IGG Room, B Deck, Fire Water Mist PAGA, Firefighting System | Push Button | PS005.01
331-HS-6414 | Push Button, Local Release Box, No 1 Essential Generator, Deck 3, Fire Water Mist PAGA, Firefighting System | Push Button | PS005.01
111-VEVF-0104B-1 | Filter, Lube Oil Duplex, Synthetic Oil System, Power Generation Package B | Filter, Vessel | 0
111-VEVF-0104B-2 | Filter, Lube Oil Duplex, Synthetic Oil System, Power Generation Package B | Filter, Vessel | 0
111-VEVF-0104C-1 | Filter, Lube Oil Duplex, Synthetic Oil System, Power Generation Package C | Filter, Vessel | 0
111-VEVF-0104C-2 | Filter, Lube Oil Duplex, Synthetic Oil System, Power Generation Package C | Filter, Vessel | 0
111-VEVF-0104D-1 | Filter, Lube Oil Duplex, Synthetic Oil System, Power Generation Package D | Filter, Vessel | 0
111-VEVF-0104D-2 | Filter, Lube Oil Duplex, Synthetic Oil System, Power Generation Package D | Filter, Vessel | 0
111-VEVF-0106A-1 | Filter, Synthetic Scavenge Oil Duplex, Synthetic Oil System, Power Generation Package A | Filter, Vessel | 0
111-VEVF-0106A-2 | Filter, Synthetic Scavenge Oil Duplex, Synthetic Oil System, Power Generation Package A | Filter, Vessel | 0
111-VEVF-0106B-1 | Filter, Synthetic Scavenge Oil Duplex, Synthetic Oil System, Power Generation Package B | Filter, Vessel | 0
111-VEVF-0106B-2 | Filter, Synthetic Scavenge Oil Duplex, Synthetic Oil System, Power Generation Package B | Filter, Vessel | 0
111-VEVF-0106C-1 | Filter, Synthetic Scavenge Oil Duplex, Synthetic Oil System, Power Generation Package C | Filter, Vessel | 0
111-VEVF-0106C-2 | Filter, Synthetic Scavenge Oil Duplex, Synthetic Oil System, Power Generation Package C | Filter, Vessel | 0
771-VEVF-0412A-1 | Filter, Primary Seal Gas, Vapour Recovery Unit A 1 and 2, Gas Compression System | Filter, Vessel | PC002.04
771-VEVF-0412A-2 | Filter, Primary Seal Gas, Vapour Recovery Unit A 1 and 2, Gas Compression System | Filter, Vessel | PC002.04
771-VEVF-0412B-1 | Filter, Primary Seal Gas, Vapour Recovery Unit B 1 and 2, Gas Compression System | Filter, Vessel | PC002.04
771-VEVF-0412B-2 | Filter, Primary Seal Gas, Vapour Recovery Unit B 1 and 2, Gas Compression System | Filter, Vessel | PC002.04
111-VEVF-0137A-1 | Filter, Synthetic Lube Oil Duplex, Synthetic Oil System, Power Generation Package A | Filter, Vessel | 0
111-VEVF-0137A-2 | Filter, Synthetic Lube Oil Duplex, Synthetic Oil System, Power Generation Package A | Filter, Vessel | 0
111-VEVF-0137B-1 | Filter, Synthetic Lube Oil Duplex, Synthetic Oil System, Power Generation Package B | Filter, Vessel | 0
111-VEVF-0137C-2 | Filter, Synthetic Lube Oil Duplex, Synthetic Oil System, Power Generation Package C | Filter, Vessel | 0
111-VEVF-0137D-1 | Filter, Synthetic Lube Oil Duplex, Synthetic Oil System, Power Generation Package D | Filter, Vessel | 0
874-LHHI-1029 | Hoisting Equipment, Manual Trolley Hoist 10T, Chemical Injection Modules, Lifting Equipment | Hoisting Equipment | SI005.01.02
874-LHHI-1069 | Hoisting Equipment, Manual Trolley Hoist 2T, Seawater Treatment Module 2, Lifting Equipment | Hoisting Equipment | SI005.01.02
874-LHHI-1070 | Hoisting Equipment, Manual Trolley Hoist 5T, Seawater Treatment Module 2, Lifting Equipment | Hoisting Equipment | SI005.01.02
874-LHLA-1224 | Lifting Accesories, Portable A-Frame 1T, Lifting Equipment, Topsides General | Lifting accessories | SI005.01.02
874-LHLA-1225 | Lifting Accesories, Portable A-Frame 1T, Lifting Equipment, Topsides General | Lifting accessories | SI005.01.02
882-CCMT-0008 | Anchoring Leg, Chain Connector, Starboard Forward No. 2 | Chain Connector/ Chain Stopper | SI003.01.01
882-CCMT-0009 | Anchoring Leg, Chain Connector, Starboard Forward No. 3 | Chain Connector/ Chain Stopper | SI003.01.01
882-CCMT-0010 | Anchoring Leg, Chain Connector, Starboard Forward No. 4 | Chain Connector/ Chain Stopper | SI003.01.01
882-CCMT-0012 | Anchoring Leg, Chain Connector, Starboard Forward No. 6 | Chain Connector/ Chain Stopper | SI003.01.01
882-CCMT-0013 | Anchoring Leg, Chain Connector, Portside Aft No. 1 | Chain Connector/ Chain Stopper | SI003.01.01
777-LG-0001 | Level Gauge, Magnetic, Metering Node, Drain To LP Flare Header, TS061 Seawater Treatment Module 1 | Gauge, Level | 0
566-CMBD-5113 | Telecom Battery and AC Power Dist System, UHF FM Base Station, VE231 Radio Room | Telecom Battery and AC Power Distribution System | ER003.02
013-HYAT-7123A | Accumulator, A, Bladder, Riser Pulling System | Hydraulic Accumulator | 0
874-JAJP-1232 | Chain Jack, Hydraulic Jack 3T, Topsides General, Lifting & Handling Equipment | Chain Jack | SI005.01.02
874-JAJP-1231 | Chain Jack, Hydraulic Jack 3T, Topsides General, Lifting & Handling Equipment | Chain Jack | SI005.01.02
664-RAHR-6200 | Hawser Reel, Moording Hawser Fwd | Reel, Mooring Hawser | PC003.01.01
664-RAHR-5200 | Hawser Reel, Mooring Hawser Aft | Reel, Mooring Hawser | PC003.01.01
333-GDCG-0100 | Gas Detector, Portable, Flammable Gas, Safety Equipment, Safety And Lifesaving | Toxic Gas Detector | LS002.01.03
333-SEBM-0400 | Gas Detector, Portable Benzene Monitoring Device, Safety Equipment, Safety and Life Saving | Toxic Gas Detector | LS002.01.03
333-SEBM-0300 | Gas Detector, Portable Benzene Monitoring Device, Safety Equipment, Safety and Life Saving | Toxic Gas Detector | LS002.01.03
566-CMC-5050 | Cabinets And Consoles, UHF Radio Repeater Equipment Cabinet, VE242 Telecom Equipment Room | Telecom Cabinets and Consoles | ER003.02
566-RCC-3000B | Cabinets And Consoles, GMDSS Console, Radio Room | Telecom Cabinets and Consoles | ER003.03
331-HS-6415 | Push Button, Local Release Box, No 2 Essential Generator, Deck 3, Fire Water Mist PAGA, Firefighting System | Push Button | PS005.01
331-HS-6416 | Push Button, Local Release Box, No 3 Essential Generator, Deck 3, Fire Water Mist PAGA, Firefighting System | Push Button | PS005.01
771-AVE-0104 | Pressure Vessel, Air Tank, Blowdown Valve, HP Flare Gas To Header | Vessel, Pressure | 0
771-AVE-0106 | Pressure Vessel, Air Tank, Blowdown Valve, HP Flare Gas To Header | Vessel, Pressure | 0
771-AVE-0108 | Pressure Vessel, Air Tank, Blowdown Valve, HP Flare Gas To Header | Vessel, Pressure | 0
771-AVE-0118 | Pressure Vessel, Air Tank, Blowdown Valve, FKWO Drum Gas To Flare Sub Header | Vessel, Pressure | 0
771-AVE-0120 | Pressure Vessel, Air Tank, Blowdown Valve, FKWO Drum Gas To Flare Sub Header | Vessel, Pressure | 0
771-AVE-0204 | Pressure Vessel, Air Tank, Blowdown Valve, IP Flash Vessel HP Flare Gas To Sub Header | Vessel, Pressure | 0
662-AVE-0201 | Pressure Vessel, Volume Tank, Control Valve, Crude Oil Heater Heating Medium To Header | Vessel, Pressure | 0
771-AVE-0606 | Pressure Vessel, Air Tank, Blowdown Valve, Test Separator Gas To Flare Sub Header | Vessel, Pressure | 0
772-AVE-7031 | Pressure Vessel, Air Tank, Blowdown Valve, HP Cold Flare Gas Header, Topsides CO2 Removal Unit | Vessel, Pressure | 0
776-AVE-1009 | Pressure Vessel, Air Tank, Blowdown Valve, HP Flare Gas HP Flare Drum, Topsides Pressurised Flare Knockout Drum | Vessel, Pressure | 0
331-HS-6104 | Pushbutton, PAGA System, Paint Store, Fixed Gaseous, CO2 Fire Fighting System | Push Button | PS005.01
771-HBEH-0675C-2 | Electric Heater, 2, Seal Gas, Main And Injection Gas Compressor, Train C | Electric Heater | 0
331-HS-6114 | Pushbutton, PAGA System, Equipment Room High Voltage, Fixed Gaseous, CO2 Fire Fighting System | Push Button | PS005.01
331-HS-6124 | Pushbutton, PAGA System, Cargo HPU Room, Fixed Gaseous, CO2 Fire Fighting System | Push Button | PS005.01
331-HS-6134 | Pushbutton, PAGA System, Vessel Equipment Room Low Voltage, Fixed Gaseous, CO2 Fire Fighting System | Push Button | PS005.01
771-VEVF-0415B-1 | Filter, Instrument Air, Seal Gas, System, Vapour Recovery Unit B 1 and 2, Gas Compression Package | Filter, Vessel | 0
771-VEVF-0415B-2 | Filter, Instrument Air, Seal Gas, System, Vapour Recovery Unit B 1 and 2, Gas Compression Package | Filter, Vessel | 0
771-VEVF-0604A-1 | Filter, Sytnthetic Lube Oil Duplex, Synthetic Oil System, Main Injection Gas compressor A, Gas Compressor System | Filter, Vessel | 0
771-VEVF-0604A-2 | Filter, Sytnthetic Lube Oil Duplex, Synthetic Oil System, Main Injection Gas compressor A, Gas Compressor System | Filter, Vessel | 0
771-VEVF-0604B-1 | Filter, Sytnthetic Lube Oil Duplex, Synthetic Oil System, Main Injection Gas compressor B, Gas Compressor System | Filter, Vessel | 0
771-VEVF-0604B-2 | Filter, Sytnthetic Lube Oil Duplex, Synthetic Oil System, Main Injection Gas compressor B, Gas Compressor System | Filter, Vessel | 0
771-VEVF-0604C-1 | Filter, Sytnthetic Lube Oil Duplex, Synthetic Oil System, Main Injection Gas compressor C, Gas Compressor System | Filter, Vessel | 0
771-VEVF-0604C-2 | Filter, Sytnthetic Lube Oil Duplex, Synthetic Oil System, Main Injection Gas compressor C, Gas Compressor System | Filter, Vessel | 0
771-VEVF-0606A-1 | Filter, Sytnthetic Lube Oil Duplex, Synthetic Oil System, Main Injection Gas compressor A, Gas Compressor System | Filter, Vessel | 0
771-VEVF-0606A-2 | Filter, Sytnthetic Lube Oil Duplex, Synthetic Oil System, Main Injection Gas compressor A, Gas Compressor System | Filter, Vessel | 0
771-VEVF-0606B-1 | Filter, Sytnthetic Lube Oil Duplex, Synthetic Oil System, Main Injection Gas compressor B, Gas Compressor System | Filter, Vessel | 0
771-VEVF-0606B-2 | Filter, Sytnthetic Lube Oil Duplex, Synthetic Oil System, Main Injection Gas compressor B, Gas Compressor System | Filter, Vessel | 0
771-VEVF-0606C-1 | Filter, Sytnthetic Lube Oil Duplex, Synthetic Oil System, Main Injection Gas compressor C, Gas Compressor System | Filter, Vessel | 0
771-VEVF-0606C-2 | Filter, Sytnthetic Lube Oil Duplex, Synthetic Oil System, Main Injection Gas compressor C, Gas Compressor System | Filter, Vessel | 0
771-VEVF-0615A | Filter, Starting System. Pilot Oil, Main And Injection Gas Compressor A, Gas Compressor System | Filter, Vessel | 0
771-VEVF-0615B | Filter, Starting System. Pilot Oil, Main And Injection Gas Compressor B, Gas Compressor System | Filter, Vessel | 0
771-VEVF-0615C | Filter, Starting System. Pilot Oil, Main And Injection Gas Compressor C, Gas Compressor System | Filter, Vessel | 0
771-VEVF-0616A | Filter, Starting System, Delivery Oil, Main And Injection Gas Compressor A, Gas Compressor System | Filter, Vessel | 0
771-VEVF-0616B | Filter, Starting System, Delivery Oil, Main And Injection Gas Compressor B, Gas Compressor System | Filter, Vessel | 0
771-VEVF-0616C | Filter, Starting System, Delivery Oil, Main And Injection Gas Compressor C, Gas Compressor System | Filter, Vessel | 0
874-LHHI-1018 | Hoisting Equipment, Manual Trolley Hoist 2T, Power Generation Module 1, Lifting Equipment | Hoisting Equipment | SI005.01.02
874-LHHI-1017 | Hoisting Equipment, Pneumatic Trolley Hoist 8T, Power Generation Module 1, Lifting Equipment | Hoisting Equipment | SI005.01.02
013-VEDO-7204 | Storage Tank, Hydraulic Oil, 1000L Capacity, I&M And Driving Platform, Riser Pulling System | Storage Tank | 0
664-VEST-5001 | Storage Tank, Hose Reel Drain, Drain System | Storage Tank | ER008.01.02
874-LHHI-1016 | Hoisting Equipment, Pneumatic Trolley Hoist 8T, Power Generation Module 1, Lifting Equipment | Hoisting Equipment | SI005.01.02
874-LHHI-1015 | Hoisting Equipment, Manual Trolley Hoist 5T, Vapor Recovery Unit Module, Lifting Equipment | Hoisting Equipment | SI005.01.02
566-CMAU-5141 | Antenna System, No.1, UHF-FM Antenna Base Station, TS051 Flare Knockout Drum | Antenna System | ER003.02
663-PUPD-8100 | Pump, Emergency Hand No.1, Remote Control Valves, VE200 Upper Deck | Pump, Reciprocating | PC002.01
874-LHHI-1048 | Hoisting Equipment, Hook Mounted Manual 5T, Topsides General, Lifting Equipment | Hoisting Equipment | SI005.01.02
882-CCMT-0001 | Anchoring Leg, Chain Connector, Starboard Aft No. 1 | Chain Connector/ Chain Stopper | SI003.01.01
882-CCMT-0002 | Anchoring Leg, Chain Connector, Starboard Aft No. 2 | Chain Connector/ Chain Stopper | SI003.01.01
882-CCMT-0003 | Anchoring Leg, Chain Connector, Starboard Aft No. 3 | Chain Connector/ Chain Stopper | SI003.01.01
882-CCMT-0004 | Anchoring Leg, Chain Connector, Starboard Aft No. 4 | Chain Connector/ Chain Stopper | SI003.01.01
882-CCMT-0006 | Anchoring Leg, Chain Connector, Starboard Aft No. 6 | Chain Connector/ Chain Stopper | SI003.01.01
874-LHHI-1008 | Hoisting Equipment, Pneumatic Trolley Hoist 5T, Main Gas/Injection Compression & Gas Dehydration Module, Lifting Equipment | Hoisting Equipment | SI005.01.02
874-LHHI-1009 | Hoisting Equipment, Pneumatic Trolley Hoist 5T, Main Gas/Injection Compression & Gas Dehydration Module, Lifting Equipment | Hoisting Equipment | SI005.01.02
882-CCMT-0007 | Anchoring Leg, Chain Connector, Starboard Forward No. 1 | Chain Connector/ Chain Stopper | SI003.01.01
874-LHHI-1014 | Hoisting Equipment, Pneumatic Trolley Hoist 12.5T, LP Separation Module, Lifting Equipment | Hoisting Equipment | SI005.01.02
874-LHHI-1013 | Hoisting Equipment, Pneumatic Trolley Hoist 3T, Chemical Injection Modules, Lifting Equipment | Hoisting Equipment | SI005.01.02
874-LHHI-1012 | Hoisting Equipment, Pneumatic Trolley Hoist 3T, LP Gas Compression & Main /Injection Gas Compression Module 1, Lifting Equipment | Hoisting Equipment | SI005.01.02
874-LHHI-1007 | Hoisting Equipment, Pneumatic Trolley Hoist 5T, Main Gas/Injection Compression & Gas Dehydration Module, Lifting Equipment | Hoisting Equipment | SI005.01.02
772-VEFP-0506A-1 | Filter, 1, Oil Filter, Compressor A, Dewpointing Refrigeration Compression Package A | Filter, Vessel | 0
772-AVE-7733A | Pressure Vessel, Air Tank, Blowdown Valve, HP Cold Flare Gas Header, HC Dewpointing Coalescer Filter A | Vessel, Pressure | 0
772-AVE-7733B | Pressure Vessel, Air Tank, Blowdown Valve, HP Cold Flare Gas Header, HC Dewpointing Coalescer Filter B | Vessel, Pressure | 0
772-AVE-7803 | Pressure Vessel, Air Tank, Blowdown Valve, HP Cold Flare Gas Header, HC Dewpoint Gas Conden Exchanger | Vessel, Pressure | 0
772-AVE-7825 | Pressure Vessel, Air Tank, Blowdown Valve, HP Cold Flare Gas Header, HC Dewpoint Gas Conden Exchanger | Vessel, Pressure | 0
771-VEVF-0411B-1 | Filter, Lube Oil, Lube Oil System, Vapour Rovery Unit B 1 and 2, Gas Compression System | Filter, Vessel | 0
771-VEVF-0411B-2 | Filter, Lube Oil, Lube Oil System, Vapour Rovery Unit B 1 and 2, Gas Compression System | Filter, Vessel | 0
771-VEVF-0671B-2 | Filter, Coalescer Modular, Seal Gas System, Module 1 Man Gas/Injection Compression Module Train B | Filter, Vessel | PC002.04
122-AVE-8500-1 | Pressure Vessel, Volume Tank, Control Valve, Topsides Cooling Medium Coolers | Vessel, Pressure | 0
331-VEBR-9517 | Bottle Rack, Cylinder, Spare, NOVEC 1230 Fire Fighting System, Gaseous Fire Fighting System | Bottle Rack | 0
331-VEBR-9516 | Bottle Rack, Cylinder, Spare, NOVEC 1230 Fire Fighting System, Gaseous Fire Fighting System | Bottle Rack | 0
331-VABF-0979 | Manual Valve, 6", LO, Isolation, FW To Fire/Foam Hydrants, FZ03 SB | Valve, Butterfly | PS008.02.01
771-VEVF-0671C-1 | Filter, Coalescer Modular, Seal Gas System, Module 1 Man Gas/Injection Compression Module Train C | Filter, Vessel | PC002.04
013-VEVF-6433 | Filter, Auxillary Winch Oil, PORT, Hydraulic Power Unit, Fluids System, AFT Mooring Tensioning System | Filter, Vessel | 0
771-AVE-3128C | Pressure Vessel, Air Tank, Blowdown Valve, Gas Outlet, Injection Gas Compressor, Train C | Vessel, Pressure | 0
771-AVE-3132A | Pressure Vessel, Air Tank, Blowdown Valve, Gas Outlet, Injection Gas Compressor, Train A | Vessel, Pressure | 0
771-AVE-3132B | Pressure Vessel, Air Tank, Blowdown Valve, Gas Outlet, Injection Gas Compressor, Train B | Vessel, Pressure | 0
771-AVE-3132C | Pressure Vessel, Air Tank, Blowdown Valve, Gas Outlet, Injection Gas Compressor, Train C | Vessel, Pressure | 0
771-VEVF-0912B-1 | Filter, Duplex, Seperation Air Supply, Instrument Air, Co2 1st Stage Compressor Train B, Gas Compression Systems | Filter, Vessel | 0
771-VEVF-0912B-2 | Filter, Duplex, Seperation Air Supply, Instrument Air, Co2 1st Stage Compressor Train B, Gas Compression Systems | Filter, Vessel | 0
771-VEVF-0414A-1 | Filter, N2, Seal Gas, System Vapour Recovery Unit A 1 and 2, Gas Compression Package | Filter, Vessel | 0
331-HS-8134A | Hand Switch, Manual Selector, Water Mist Fire Fighting System, Fire Fighting Skid, Power Generation Package A | Push Button | PS005.01
771-AVE-7251A | Pressure Vessel, Air Tank, Blowdown Valve, Gas Outlet, VRU 2nd Stage Compressor, Train A | Vessel, Pressure | 0
771-VEVF-0414B-2 | Filter, N2, Seal Gas, System Vapour Recovery Unit B 1 and 2, Gas Compression Package | Filter, Vessel | 0
771-VEVF-0414B-1 | Filter, N2, Seal Gas, System Vapour Recovery Unit B 1 and 2, Gas Compression Package | Filter, Vessel | 0
771-VEVF-0414A-2 | Filter, N2, Seal Gas, System Vapour Recovery Unit A 1 and 2, Gas Compression Package | Filter, Vessel | 0
771-AVE-7251B | Pressure Vessel, Air Tank, Blowdown Valve, Gas Outlet, VRU 2nd Stage Compressor, Train B | Vessel, Pressure | 0
771-VEVF-0911A-2 | Filter, Duplex, Intermediate Gas Supply, Co2 1st Stage Compressor Train A, Gas Compression Systems | Filter, Vessel | 0
771-VEVF-0911B-2 | Filter, Duplex, Intermediate Gas Supply, Co2 1st Stage Compressor Train B, Gas Compression Systems | Filter, Vessel | 0
771-VEVF-0912A-1 | Filter, Duplex, Seperation Air Supply, Instrument Air, Co2 1st Stage Compressor Train A, Gas Compression Systems | Filter, Vessel | 0
771-VEVF-0910A-2 | Filter, Duplex, Alternative Seal Gas, Co2 1st Stage Compressor Train A, Gas Compression Systems | Filter, Vessel | PC002.04
771-VEVF-0910B-1 | Filter, Duplex, Alternative Seal Gas, Co2 1st Stage Compressor Train B, Gas Compression Systems | Filter, Vessel | PC002.04
771-VEVF-0910B-2 | Filter, Duplex, Alternative Seal Gas, Co2 1st Stage Compressor Train B, Gas Compression Systems | Filter, Vessel | PC002.04
874-LHHI-1006 | Hoisting Equipment, Manual Trolley Hoist 5T, LP Separation Module, Lifting Equipment | Hoisting Equipment | SI005.01.02
874-LHHI-1005 | Hoisting Equipment, Pneumatic Trolley Hoist 20T, Main Gas/Injection Compression & Gas Dehydration Module, Lifting Equipment | Hoisting Equipment | SI005.01.02
874-LHRO-1222 | Handling Rooler, Kit (4 rollers) 6T, Lifting Accessories, Loose Lifting Equipment, Topsides General | Roller, Handling | SI005.01.02
874-LHHI-1036 | Hoisting Equipment, Hook Mounted Manual 1T, Topsides General, Lifting Equipment | Hoisting Equipment | SI005.01.02
874-LHHI-1023 | Hoisting Equipment, Pneumatic Trolley Hoist 20T, Riser Manifold Module 3, Lifting Equipment | Hoisting Equipment | SI005.01.02
874-LHHI-1024 | Hoisting Equipment, Pneumatic Trolley Hoist 10T, Riser Manifold Module 1, Lifting Equipment | Hoisting Equipment | SI005.01.02
874-LHHI-1004 | Hoisting Equipment, Manual Trolley Hoist, Main Gas/Injection Compression & Gas Dehydration Module, Lifting Equipment | Hoisting Equipment | SI005.01.02
333-LSOA-0100 | Gas Detector, Portable Oxygen, Main Deck, Safety Equipment, Safety and Lifesaving | Toxic Gas Detector | LS002.01.03
333-SEBM-0500 | Gas Detector, Portable Benzene Monitoring Device, Safety Equipment, Safety and Life Saving | Toxic Gas Detector | LS002.01.03
013-VEVF-7110E | Filter, D, Oil Pump Outlet, Riser Pulling System | Filter, Vessel | 0
874-LHHI-1003 | Hoisting Equipment, Pneumatic Trolley Hoist, Main Gas/Injection Compression & Gas Dehydration Module, Lifting Equipment | Hoisting Equipment | SI005.01.02
874-LHHI-1002 | Hoisting Equipment, Manual Trolley Hoist 3T, LP Separation Module, Lifting Equipment | Hoisting Equipment | SI005.01.02
874-LHHI-1001 | Hoisting Equipment, Pneumatic Trolley Hoist, HP Separation Module, Lifting Equipment | Hoisting Equipment | SI005.01.02
566-CMBD-5112 | Telecom Battery and AC Power Dist System, UHF FM Base Station, VE231 Radio Room | Telecom Battery and AC Power Distribution System | ER003.02
566-CMBD-5114 | Telecom Battery and AC Power Dist System, UHF FM Base Station, VE311 Radio Room | Telecom Battery and AC Power Distribution System | ER003.02
566-CMRU-4301 | Telecom Battery and AC Power Dist System, UHF FM Base Station No.4, VE311 Aft Machinery Space | Telecom Battery and AC Power Distribution System | ER003.02
567-CMTT-9980 | Telephone. Emergency Phone, Analogue Type, VE231 Central Control Room | Telephone System | ER003.02
566-CMRV-5308 | Telecom Battery and AC Power Dist System, VHF Marine Base Station No.4, VE210 Accommodation | Telecom Battery and AC Power Distribution System | ER003.03
567-CMC-6300A | Cabinets And Consoles, Client LAN Cabinet No.1, VE242 Telecom Equipment Room | Telecom Cabinets and Consoles | ER003.03
874-LHDA-1237 | Davit, 3T, Lifting Equipment, Topsides General | Davit | SI005.01.02
874-JAJP-1234 | Chain Jack, Hydraulic Jack 3T, Topsides General, Lifting & Handling Equipment | Chain Jack | SI005.01.02
771-AVE-3134A | Pressure Vessel, Air Tank, Blowdown Valve, Gas Outlet, Injection Gas Compressor, Train A | Vessel, Pressure | 0
771-AVE-3134B | Pressure Vessel, Air Tank, Blowdown Valve, Gas Outlet, Injection Gas Compressor, Train B | Vessel, Pressure | 0
771-AVE-3134C | Pressure Vessel, Air Tank, Blowdown Valve, Gas Outlet, Injection Gas Compressor, Train C | Vessel, Pressure | 0
331-VEBR-9522 | Bottle Rack, Cylinder, Spare, NOVEC 1230 Fire Fighting System, Gaseous Fire Fighting System | Bottle Rack | 0
013-VEVF-6333 | Filter, Auxillary Winch Oil, STBD, Hydraulic Power Unit, Fluids System, AFT Mooring Tensioning System | Filter, Vessel | 0
013-VEVF-6233 | Filter, Auxillary Winch Oil, PORT, Hydraulic Power Unit, Fluids System, FWD Mooring Tensioning System | Filter, Vessel | 0
122-AVE-1113-B-2 | Pressure Vessel, Volume Tank, Control Valve, Seawater To Overboard, Seawater Lift Pump B | Vessel, Pressure | 0
331-VABF-0980 | Manual Valve, 6", LO, Isolation, FW To Fire/Foam Hydrants, FZ05 PS | Valve, Butterfly | PS008.02.01
331-VEBR-9521 | Bottle Rack, Cylinder, Spare, NOVEC 1230 Fire Fighting System, Gaseous Fire Fighting System | Bottle Rack | 0
331-CAB-9202C | Sounder, PAGA System, Non-Exproof, NOVEC 1230 fire Fighting System, Gaseous Fire Fighting System | Beacon | PS005.01
331-CAB-9201C | Sounder, PAGA System, Non-Exproof, NOVEC 1230 fire Fighting System, Gaseous Fire Fighting System | Beacon | PS005.01
331-CAB-9201B | Sounder, PAGA System, Non-Exproof, NOVEC 1230 fire Fighting System, Gaseous Fire Fighting System | Beacon | PS005.01
333-HYPU-0100-T | Hydraulic Power Unit, Rescue Boat Davit, Upper Deck | Hydraulic Power Unit | 0
331-VEBR-9503 | Bottle Rack, Cylinder, NOVEC 1230 Fire Fighting System, Gaseous Fire Fighting System | Bottle Rack | 0
331-VEBR-9502 | Bottle Rack, Cylinder, NOVEC 1230 Fire Fighting System, Gaseous Fire Fighting System | Bottle Rack | 0
771-VEVF-0673A-2 | Filter, N2, Seal Gas System, Main and Injection Gas Compressor Train A | Filter, Vessel | 0
771-VEVF-0673A-1 | Filter, N2, Seal Gas System, Main and Injection Gas Compressor Train A | Filter, Vessel | 0
667-VEFP-0108B-1 | Filter, Duplex, Lube Oil Well Service Pump B, Well Services | Filter, Vessel | 0
667-VEFP-0108A-2 | Filter, Duplex, Lube Oil Well Service Pump A, Well Services | Filter, Vessel | 0
331-VEBR-9501 | Bottle Rack, Cylinder, NOVEC 1230 Fire Fighting System, Gaseous Fire Fighting System | Bottle Rack | 0
331-CAB-9209B | Sounder, PAGA System, Non-Exproof, NOVEC 1230 fire Fighting System, Gaseous Fire Fighting System | Beacon | PS005.01
771-VEVF-0910A-1 | Filter, Duplex, Alternative Seal Gas, Co2 1st Stage Compressor Train A, Gas Compression Systems | Filter, Vessel | PC002.04
111-VEVF-0138A | Filter, Emergency Lube Oil Pump, Power Generation Package A | Filter, Vessel | 0
111-VEVF-0138B | Filter, Emergency Lube Oil Pump, Power Generation Package B | Filter, Vessel | 0
111-VEVF-0138C | Filter, Emergency Lube Oil Pump, Power Generation Package C | Filter, Vessel | 0
111-VEVF-0138D | Filter, Emergency Lube Oil Pump, Power Generation Package D | Filter, Vessel | 0
771-VEVF-0912A-2 | Filter, Duplex, Seperation Air Supply, Instrument Air, Co2 1st Stage Compressor Train A, Gas Compression Systems | Filter, Vessel | 0
771-VEVF-0911A-1 | Filter, Duplex, Intermediate Gas Supply, Co2 1st Stage Compressor Train A, Gas Compression Systems | Filter, Vessel | 0
771-VEVF-0911B-1 | Filter, Duplex, Intermediate Gas Supply, Co2 1st Stage Compressor Train B, Gas Compression Systems | Filter, Vessel | 0
874-JAJP-1233 | Chain Jack, Hydraulic Jack 3T, Topsides General, Lifting & Handling Equipment | Chain Jack | SI005.01.02
119-EM-5011 | Push Button, Emergency, Vessel ICSS PSS Panel, AER, Main Feck | Push Button | PC003.01
013-VEVF-7210B | Filter, A, Oil Pump Outlet, I&M And Driving Platform, Riser Pulling System | Filter, Vessel | 0
123-VEST-0043-MIS | Structural Compartment, Void, No. 10 SB | Cofferdam | 0
874-LHTR-1215 | Trolley, Tilting Floor Stand 0.3T, Lifting Accessories, Loose Lifting Equipment, Topsides General | Trolley | SI005.01.02
874-LHTR-1238 | Trolley, Pig Trolley, Lifting Accessories, Loose Lifting Equipment, Vessel General | Trolley | SI005.01.02
882-CCMT-0005 | Anchoring Leg, Chain Connector, Starboard Aft No. 5 | Chain Connector/ Chain Stopper | SI003.01.01
874-LHTR-1206 | Trolley, Manual Pallet Truck 3.5T, Lifting Accessories, Loose Lifting Equipment, Topsides General | Trolley | SI005.01.02
874-LHTR-1205 | Trolley, Manual Pallet Truck 2.2T, Lifting Accessories, Loose Lifting Equipment, Topsides General | Trolley | SI005.01.02
874-LHTR-1204 | Trolley, Manual Pallet Truck 2.2T, Lifting Accessories, Loose Lifting Equipment, Topsides General | Trolley | SI005.01.02
874-LHTR-1203 | Trolley, Manual Pallet Truck 2.2T, Lifting Accessories, Loose Lifting Equipment, Topsides General | Trolley | SI005.01.02
119-EM-5012 | Push Button, Emergency, Vessel ICSS PSS Panel, AER, Main Feck | Push Button | PC003.01
119-EM-5013 | Push Button, Emergency, Vessel ICSS PSS Panel, AER, Main Feck | Push Button | PC003.01
331-VABF-0981 | Manual Valve, 6", LO, Isolation, FW To Fire/Foam Hydrants, FZ04 PS | Valve, Butterfly | PS008.02.01
331-VABF-0983 | Manual Valve, 6", LO, Isolation, FW To Fire/Foam Hydrants, FZ05 SB | Valve, Butterfly | PS008.02.01
331-PCV-1254 | Control Valve, URV, 0.5", Deluge Valve, 331-SVDV-0201 | Valve, Control | PS003.01.02
123-VEST-0044-MIS | Structural Compartment, Cofferdam 1SB | Cofferdam | SI002.01.01
116-VEST-0007-MIS | Storage Tank, Emergency Generator MGO, Service Tanks | Storage Tank | SI002.01.01
882-CCMT-0016 | Anchoring Leg, Chain Connector, Portside Aft No. 4 | Chain Connector/ Chain Stopper | SI003.01.01
874-LHTR-1214 | Trolley, Drum Hand 0.3T, Lifting Accessories, Loose Lifting Equipment, Topsides General | Trolley | SI005.01.02
874-LHLA-1236 | Lifting Accesories, Wire Rope Puller 3.2T, Lifting Equipment, Topsides General | Lifting accessories | SI005.01.02
771-VEVF-0676B-2 | Filter, Instrument Air, Seal Gas System, Main and Injection Gas Compressor Train B | Filter, Vessel | 0
122-AVE-1113-D-2 | Pressure Vessel, Volume Tank, Control Valve, Seawater To Overboard, Seawater Lift Pump D | Vessel, Pressure | 0
771-AVE-1165A | Pressure Vessel, Air Tank, Blowdown Valve, Recycle Gas, LPGC Discharge Cooler, Train A | Vessel, Pressure | 0
771-AVE-1165B | Pressure Vessel, Air Tank, Blowdown Valve, Recycle Gas, LPGC Discharge Cooler, Train B | Vessel, Pressure | 0
771-AVE-2142A | Pressure Vessel, Volume Tank, Control Valve, CM Return, MGC Discharge Cooler, Train A | Vessel, Pressure | 0
772-AVE-7207A | Pressure Vessel, Air Tank, Blowdown Valve A, HP Cold Flare Gas Header, CO2 Membrane Pre-Treatment Package | Vessel, Pressure | 0
772-AVE-7207B | Pressure Vessel, Air Tank, Blowdown Valve B, HP Cold Flare Gas Header, CO2 Membrane Pre-Treatment Package | Vessel, Pressure | 0
772-AVE-7247A | Pressure Vessel, Air Tank, Blowdown Valve A, HP Cold Flare Gas Header, Topsides CO2 Removal Unit | Vessel, Pressure | 0
772-AVE-7247B | Pressure Vessel, Air Tank, Blowdown Valve B, HP Cold Flare Gas Header, Topsides CO2 Removal Unit | Vessel, Pressure | 0
771-AVE-2142B | Pressure Vessel, Volume Tank, Control Valve, CM Return, MGC Discharge Cooler, Train B | Vessel, Pressure | 0
013-VEVF-6133 | Filter, Auxillary Winch Oil, STBD, Hydraulic Power Unit, Fluids System, FWD Mooring Tensioning System | Filter, Vessel | 0
125-AVE-3114 | Pressure Vessel, Volume Tank, Control Valve, Topsides Cooling Medium Pumps | Vessel, Pressure | 0
126-AVE-0676-2 | Pressure Vessel, Volume Tank, Control Valve, Injection Water, Topsides Cooling Medium Coolers | Vessel, Pressure | 0
331-VEBR-9526 | Bottle Rack, Pneumatic Time Delay Cylinder, NOVEC 1230 Fire Fighting System, Gaseous Fire Fighting System | Bottle Rack | 0
331-VEBR-9525 | Bottle Rack, Pilot Cylinder, Hydrogen, NOVEC 1230 Fire Fighting System, Gaseous Fire Fighting System | Bottle Rack | 0
331-VEBR-9524 | Bottle Rack, Cylinder, Spare, NOVEC 1230 Fire Fighting System, Gaseous Fire Fighting System | Bottle Rack | 0
771-VEVF-0624A-2 | Filter Liquid Fuel Secondary, Liquid Fuel System, Main Gas/ Injection Gas & Dehydration Module, Main Gas Compressor Train A | Filter, Vessel | PC002.04
771-VEVF-0624B-1 | Filter Liquid Fuel Secondary, Liquid Fuel System, Module 1, Main Gas/ Injection Gas Compressor Train A | Filter, Vessel | PC002.04
771-VEVF-0624B-2 | Filter Liquid Fuel Secondary, Liquid Fuel System, Module 1, Main Gas/ Injection Gas Compressor Train A | Filter, Vessel | PC002.04
771-VEVF-0624C-1 | Filter Liquid Fuel Secondary, Liquid Fuel System, Module 2, Main Gas/ Injection Gas Compressor Train A | Filter, Vessel | PC002.04
664-MEHW-5200 | Mooring Hawser, AFT | Mooring Hawser | PC003.01.01
664-MEHW-6200 | Mooring Hawser, FWD | Mooring Hawser | PC003.01.01
874-LHLA-1235 | Lifting Accesories, Wire Rope Puller 3.2T, Lifting Equipment, Topsides General | Lifting accessories | SI005.01.02
882-CCMT-0015 | Anchoring Leg, Chain Connector, Portside Aft No .3 | Chain Connector/ Chain Stopper | SI003.01.01
882-CCMT-0014 | Anchoring Leg, Chain Connector, Portside Aft No. 2 | Chain Connector/ Chain Stopper | SI003.01.01
333-LBRB-0100 | Rescue Boat, Upper Deck | Rescue Boat | LS003.01.02
331-PCV-1354 | Control Valve, URV, 0.5", Deluge Valve, 331-SVDV-0202 | Valve, Control | PS003.01.02
331-PCV-1454 | Control Valve, URV, 0.5", Deluge Valve, 331-SVDV-0203 | Valve, Control | PS003.01.02
331-PCV-1554 | Control Valve, URV, 0.5", Deluge Valve, 331-SVDV-0204 | Valve, Control | PS003.01.02
566-CMBD-5111 | Telecom Battery and AC Power Dist System, UHF FM Base Station, VE233 Radio Room | Telecom Battery and AC Power Distribution System | ER003.02
566-CMRG-5212 | Telecom Battery and AC Power Dist System, Aeronautical VHF (AM) Base Station No.2, VE210 Accommodation | Telecom Battery and AC Power Distribution System | ER003.03
874-LHHI-1010 | Hoisting Equipment, Pneumatic Trolley Hoist 5T, Main Gas/Injection Compression & Gas Dehydration Module, Lifting Equipment | Hoisting Equipment | SI005.01.02
123-VEST-0042-MIS | Structural Compartment, Void, No. 9 SB | Cofferdam | SI002.01.01
123-VEST-0045-MIS | Structural Compartment, Void, No. 11 SB | Cofferdam | SI002.01.01
331-PCV-1654 | Control Valve, URV, 0.5", Deluge Valve, 331-SVDV-0205 | Valve, Control | PS003.01.02
331-PCV-1754 | Control Valve, URV, 0.5", Deluge Valve, 331-SVDV-0206 | Valve, Control | PS003.01.02
771-VEVF-0624C-2 | Filter Liquid Fuel Secondary, Liquid Fuel System, Module 2, Main Gas/ Injection Gas Compressor Train A | Filter, Vessel | PC002.04
333-HYAT-0100 | Accumulator, Rescue Boat Davit, Upper Deck | Hydraulic Accumulator | 0
331-VEBR-9523 | Bottle Rack, Cylinder, Spare, NOVEC 1230 Fire Fighting System, Gaseous Fire Fighting System | Bottle Rack | 0
771-VEVF-0637A-1 | Filter, Duplex Lube Oil, Mineral Oil System, Main/Injection Gas Compressor Train A | Filter, Vessel | 0
331-VEBR-9504 | Bottle Rack, Cylinder, NOVEC 1230 Fire Fighting System, Gaseous Fire Fighting System | Bottle Rack | 0
331-VEBR-9505 | Bottle Rack, Cylinder, NOVEC 1230 Fire Fighting System, Gaseous Fire Fighting System | Bottle Rack | 0
331-VEBR-9506 | Bottle Rack, Cylinder, NOVEC 1230 Fire Fighting System, Gaseous Fire Fighting System | Bottle Rack | 0
331-VEBR-9507 | Bottle Rack, Cylinder, NOVEC 1230 Fire Fighting System, Gaseous Fire Fighting System | Bottle Rack | 0
331-VEBR-9508 | Bottle Rack, Cylinder, NOVEC 1230 Fire Fighting System, Gaseous Fire Fighting System | Bottle Rack | 0
331-VEBR-9509 | Bottle Rack, Cylinder, NOVEC 1230 Fire Fighting System, Gaseous Fire Fighting System | Bottle Rack | 0
331-VEBR-9510 | Bottle Rack, Cylinder, NOVEC 1230 Fire Fighting System, Gaseous Fire Fighting System | Bottle Rack | 0
331-VEBR-9511 | Bottle Rack, Cylinder, NOVEC 1230 Fire Fighting System, Gaseous Fire Fighting System | Bottle Rack | 0
331-VEBR-9512 | Bottle Rack, Cylinder, NOVEC 1230 Fire Fighting System, Gaseous Fire Fighting System | Bottle Rack | 0
331-VEBR-9513 | Bottle Rack, Cylinder, NOVEC 1230 Fire Fighting System, Gaseous Fire Fighting System | Bottle Rack | 0
331-VEBR-9518 | Bottle Rack, Cylinder, Spare, NOVEC 1230 Fire Fighting System, Gaseous Fire Fighting System | Bottle Rack | 0
331-VEBR-9519 | Bottle Rack, Cylinder, Spare, NOVEC 1230 Fire Fighting System, Gaseous Fire Fighting System | Bottle Rack | 0
331-VEBR-9520 | Bottle Rack, Cylinder, Spare, NOVEC 1230 Fire Fighting System, Gaseous Fire Fighting System | Bottle Rack | 0
013-VEVF-6512B | Filter, Pressure, Hydraulic Power Unit, Fluids System, FWD Mooring Tensioning System | Filter, Vessel | 0
013-VEVF-6512C | Filter, Pressure, Hydraulic Power Unit, Fluids System, FWD Mooring Tensioning System | Filter, Vessel | 0
013-VEVF-6512D | Filter, Pressure, Hydraulic Power Unit, Fluids System, FWD Mooring Tensioning System | Filter, Vessel | 0
013-VEVF-6612A | Filter, Pressure, Hydraulic Power Unit, Fluids System, AFT Mooring Tensioning System | Filter, Vessel | 0
443-CMRA-1001 | Alarm Call Point, Alarm Unit, Vessel ICSS Control Panel (FGS/ESD) No. Bay B | Call point, Alarm | PS005.01
124-VEFP-0703A2 | Filter, 2, Lube Oil, Produced Water Recycle Pump A | Filter, Vessel | 0
124-PURO-0700B | Pump, A, Lube Oil Transfer, Produced Water Recycle Pump B | Pump Rotary | PC002.01
119-VEST-5105 | Storage Tank, Hydraulic Oil Reservoir, AFT Cargo Offloading System | Storage Tank | 0
124-PURO-0700A | Pump, A, Lube Oil Transfer, Produced Water Recycle Pump A | Pump Rotary | PC002.01
553-SO-2508 | Smoke Detector, Emergency Generator Room, A Deck, Fire Zone 11 | Smoke Comustion Detecor | DS001.01
553-SO-4304 | Smoke Detector, HPU A, AFT Machinery Space Deck 2, Fire Zone 14 | Smoke Comustion Detecor | DS001.01
013-VEVF-6612B | Filter, Pressure, Hydraulic Power Unit, Fluids System, AFT Mooring Tensioning System | Filter, Vessel | 0
013-VEVF-6612C | Filter, Pressure, Hydraulic Power Unit, Fluids System, AFT Mooring Tensioning System | Filter, Vessel | 0
013-VEVF-6612D | Filter, Pressure, Hydraulic Power Unit, Fluids System, AFT Mooring Tensioning System | Filter, Vessel | 0
331-VEBR-9515 | Bottle Rack, Cylinder, Spare, NOVEC 1230 Fire Fighting System, Gaseous Fire Fighting System | Bottle Rack | 0
331-VEBR-9514 | Bottle Rack, Cylinder, Spare, NOVEC 1230 Fire Fighting System, Gaseous Fire Fighting System | Bottle Rack | 0
771-VEVF-0637A-2 | Filter, Duplex Lube Oil, Mineral Oil System, Main/Injection Gas Compressor Train A | Filter, Vessel | 0
771-VEVF-0637B-1 | Filter, Duplex Lube Oil, Mineral Oil System, Main/Injection Gas Compressor Train B | Filter, Vessel | 0
771-VEVF-0637B-2 | Filter, Duplex Lube Oil, Mineral Oil System, Main/Injection Gas Compressor Train B | Filter, Vessel | 0
331-CAB-9208 | Sounder, PAGA System, Explosion Proof, NOVEC 1230 fire Fighting System, Gaseous Fire Fighting System | Beacon | PS005.01
331-CAB-9209A | Sounder, PAGA System, Non-Exproof, NOVEC 1230 fire Fighting System, Gaseous Fire Fighting System | Beacon | PS005.01
771-VEVF-0637C-1 | Filter, Duplex Lube Oil, Mineral Oil System, Main/Injection Gas Compressor Train C | Filter, Vessel | 0
771-VEVF-0637C-2 | Filter, Duplex Lube Oil, Mineral Oil System, Main/Injection Gas Compressor Train C | Filter, Vessel | 0
331-CAB-9202B | Sounder, PAGA System, Non-Exproof, NOVEC 1230 fire Fighting System, Gaseous Fire Fighting System | Beacon | PS005.01
331-CAB-9202A | Sounder, PAGA System, Non-Exproof, NOVEC 1230 fire Fighting System, Gaseous Fire Fighting System | Beacon | PS005.01
331-CAB-9205 | Sounder, PAGA System, Non-Exproof, NOVEC 1230 fire Fighting System, Gaseous Fire Fighting System | Beacon | PS005.01
331-CAB-9201A | Sounder, PAGA System, Non-Exproof, NOVEC 1230 fire Fighting System, Gaseous Fire Fighting System | Beacon | PS005.01
667-VEFP-0108A-1 | Filter, Duplex, Lube Oil Well Service Pump A, Well Services | Filter, Vessel | 0
667-VEFP-0108B-2 | Filter, Duplex, Lube Oil Well Service Pump B, Well Services | Filter, Vessel | 0
771-VEVF-0624A-1 | Filter Liquid Fuel Secondary, Liquid Fuel System, Main Gas/ Injection Gas & Dehydration Module, Main Gas Compressor Train A | Filter, Vessel | PC002.04
667-VEFP-0108C-1 | Filter, Duplex, Lube Oil Well Service Pump C, Well Services | Filter, Vessel | 0
666-VEBR-0103C | Bottle Rack, Zero Air Cylinder, TS010 Utility System | Bottle Rack | 0
116-SPSH-5822 | Flexible Hose, 30m, Main Aviation Hose, Dispensing Unit, Helideck Refuelling System | Flexible Hoses & Connections | PC002.02
553-FGOM-0952 | Oil Mist Detector, Produced Water HPU Room, AFT Machinery Space Deck 5 | Detector, Oil Mist | DS001.02
553-FGOM-0922 | Oil Mist Detector, Cargo System Power Supply Room, AFT Machinery Space Deck 2 | Detector, Oil Mist | DS001.02
128-SPFI-4012 | Filter, Discharge, Subsea Scale Inhibitor Pump A & B | Filter, In-line | 0
331-PUCE-5510B | Pump, Foam, Foam Package B | Pump Centrifugal | PS003.01.01
116-SPSH-5834 | Flexible Hose, 6m, Suction Hose, Tank Laydown, Helideck Refuelling System | Flexible Hoses & Connections | PC002.02
128-VEPU-0120A | Pulsation Damper, Discharge, Subsea Asphaltene Inhibitor Pump A | Damper, Pulsation | 0
126-HYAT-0124B | Accumulator, 50L, Sealant System, Water Injection Package B | Hydraulic Accumulator | 0
126-HYAT-0125B | Accumulator, 50L, Sealant System, Water Injection Package B | Hydraulic Accumulator | 0
126-HYAT-0126A | Accumulator, 50L, Sealant System, Water Injection Package A | Hydraulic Accumulator | 0
126-HYAT-0126B | Accumulator, 50L, Sealant System, Water Injection Package B | Hydraulic Accumulator | 0
126-HYAT-0124C | Accumulator, 50L, Sealant System, Water Injection Package C | Hydraulic Accumulator | 0
126-HYAT-0125C | Accumulator, 50L, Sealant System, Water Injection Package C | Hydraulic Accumulator | 0
124-VEST-0704A | Storage Tank, Lube Oil, Produced Water Recycle Pump A | Storage Tank | 0
124-VEST-0704B | Storage Tank, Lube Oil, Produced Water Recycle Pump B | Storage Tank | 0
126-HYAT-0126C | Accumulator, 50L, Sealant System, Water Injection Package C | Hydraulic Accumulator | 0
666-VEBR-0103F | Bottle Rack, Helium Cylinder, TS010 Utility System | Bottle Rack | 0
666-VEBR-0103D | Bottle Rack, Zero Air Cylinder, TS010 Utility System | Bottle Rack | 0
124-VEFP-0703B2 | Filter, 2, Lube Oil, Produced Water Recycle Pump B | Filter, Vessel | 0
124-VEFP-0703B1 | Filter, 1, Lube Oil, Produced Water Recycle Pump B | Filter, Vessel | 0
128-VEPU-0135B-2 | Pulsation Samper, Discharge, Topsides Demulsifier Pump B | Damper, Pulsation | 0
119-VEVF-5109 | Filter Hydraulic Oil, AFT Cargo Offloading System | Filter, Vessel | 0
667-VEFP-0108C-2 | Filter, Duplex, Lube Oil Well Service Pump C, Well Services | Filter, Vessel | 0
667-VEFP-0109A-1 | Filter, Duplex, Lube Oil Well Service Pump A, Well Services | Filter, Vessel | 0
667-VEFP-0109A-2 | Filter, Duplex, Lube Oil Well Service Pump A, Well Services | Filter, Vessel | 0
667-VEFP-0109C-1 | Filter, Duplex, Lube Oil Well Service Pump C, Well Services | Filter, Vessel | 0
667-VEFP-0109C-2 | Filter, Duplex, Lube Oil Well Service Pump C, Well Services | Filter, Vessel | 0
771-VEVF-0617B | Filter, Starting System, Last Change, Main And Injection Gas Compressor B, Gas Compressor System | Filter, Vessel | 0
331-CAB-9207C | Sounder, PAGA System, Non-Exproof, NOVEC 1230 fire Fighting System, Gaseous Fire Fighting System | Beacon | PS005.01
771-VEVF-0617A | Filter, Starting System, Last Change, Main And Injection Gas Compressor A, Gas Compressor System | Filter, Vessel | 0
771-AVE-2142C | Pressure Vessel, Volume Tank, Control Valve, CM Return, MGC Discharge Cooler, Train C | Vessel, Pressure | 0
771-AVE-3142A | Pressure Vessel, Volume Tank Control Valve, CM Return, IGC Discharge Cooler, Train A | Vessel, Pressure | 0
771-AVE-3142B | Pressure Vessel, Volume Tank Control Valve, CM Return, IGC Discharge Cooler, Train B | Vessel, Pressure | 0
772-AVE-1742 | Pressure Vessel, Air Tank, Blowdown Valve, HP Cold Flare Gas Header, TEG Contactor | Vessel, Pressure | 0
771-AVE-1126A | Pressure Vessel, Air Tank, Blowdown Valve, LPGC Discharge Cooler, Train A | Vessel, Pressure | 0
771-VEVF-0673B-2 | Filter, N2, Seal Gas System, Main and Injection Gas Compressor Train B | Filter, Vessel | 0
772-AVE-6411A | Pressure Vessel, Air Tank, Blowdown Valve, HP Flare Gas, HP Header, TEG Filter Coalescer A | Vessel, Pressure | 0
772-AVE-1740 | Pressure Vessel, Air Tank, Blowdown Valve, HP Cold Flare Gas Header, TEG Contactor | Vessel, Pressure | 0
772-AVE-1113 | Pressure Vessel, Air Tank, Blowdown Valve, HP Flare Gas HP Header, TEG Inlet Scrubber | Vessel, Pressure | 0
772-AVE-1111 | Pressure Vessel, Air Tank, Blowdown Valve, HP Flare Gas Header, TEG Inlet Scrubber | Vessel, Pressure | 0
122-AVE-1113-A-2 | Pressure Vessel, Volume Tank, Control Valve, Seawater To Overboard, Seawater Lift Pump A | Vessel, Pressure | 0
771-VEVF-0617C | Filter, Starting System, Last Change, Main And Injection Gas Compressor C, Gas Compressor System | Filter, Vessel | 0
122-AVE-1113-C-2 | Pressure Vessel, Volume Tank, Control Valve, Seawater To Overboard, Seawater Lift Pump C | Vessel, Pressure | 0
771-AVE-3142C | Pressure Vessel, Volume Tank Control Valve, CM Return, IGC Discharge Cooler, Train C | Vessel, Pressure | 0
013-VEST-6500 | Storage Tank, Hydraulic Oil, Mooring Tensioning System FWD | Storage Tank | 0
124-HYAT-0052A | Accumulator, Produced Water Reinjection Booster Pump A | Hydraulic Accumulator | 0
126-HYAT-0124A | Accumulator, 50L, Sealant System, Water Injection Package A | Hydraulic Accumulator | 0
013-VEST-6600 | Storage Tank, Hydraulic Oil, Mooring Tensioning System AFT | Storage Tank | 0
119-VEVF-6109 | Filter Hydraulic Oil, FWD Cargo Offloading System | Filter, Vessel | 0
331-PUCE-5510C | Pump, Foam, Foam Package C | Pump Centrifugal | PS003.01.01
553-FGOM-0920 | Oil Mist Detector, Cargo System Power Supply Room, AFT Machinery Space Deck 2 | Detector, Oil Mist | DS001.02
124-HYAT-0052C | Accumulator, Produced Water Reinjection Booster Pump C | Hydraulic Accumulator | 0
126-HYAT-0125A | Accumulator, 50L, Sealant System, Water Injection Package A | Hydraulic Accumulator | 0
126-HYAT-0123B | Accumulator, 50L, Sealant System, Water Injection Package B | Hydraulic Accumulator | 0
126-HYAT-0123C | Accumulator, 50L, Sealant System, Water Injection Package C | Hydraulic Accumulator | 0
124-HYAT-0052B | Accumulator, Produced Water Reinjection Booster Pump B | Hydraulic Accumulator | 0
566-CMAF-5613 | Antenna System, Inmarsat FB150 (ADE) (OBM), VE210 Accommodation, Inmarsat Fleet Broadband | Antenna System | ER003.03
126-HYAT-0123A | Accumulator, 50L, Sealant System, Water Injection Package A | Hydraulic Accumulator | 0
119-VEVF-6108 | Filter Hydraulic Oil, FWD Cargo Offloading System | Filter, Vessel | 0
331-SENO-9501 | NOVEC 1230 Fire Fighting System, Gaseous Fire Fighting System | Fire Fighting System, NOVEC 1230 | PS005.01
666-VEBR-0103E | Bottle Rack, Helium Cylinder, TS010 Utility System | Bottle Rack | 0
331-PUCE-5510A | Pump, Foam, Foam Package A | Pump Centrifugal | PS003.01.01
666-VEBR-0103A | Bottle Rack, Nitrogen Cylinder, TS010 Utility System | Bottle Rack | 0
666-VEBR-0103H | Bottle Rack, Hydrogen Cylinder, TS010 Utility System | Bottle Rack | 0
128-SPFI-4013 | Filter, Discharge, Subsea Scale Inhibitor Pump A & B | Filter, In-line | 0
666-VEBR-0103B | Bottle Rack, Nitrogen Cylinder, TS010 Utility System | Bottle Rack | 0
124-VEFP-0703A1 | Filter, 1, Lube Oil, Produced Water Recycle Pump A | Filter, Vessel | 0
771-AVE-8124A | Pressure Vessel, Air Tank, Control Valve, Recycle Gas, CO2 Compressor 1st Stage Discharge Cooler, Train A | Vessel, Pressure | 0
771-AVE-2128C | Pressure Vessel, Air Tank, Blowdown Valve, Gas Outlet, Main Gas Compressor, Train C | Vessel, Pressure | 0
771-AVE-2128B | Pressure Vessel, Air Tank, Blowdown Valve, Gas Outlet, Main Gas Compressor, Train B | Vessel, Pressure | 0
771-AVE-2128A | Pressure Vessel, Air Tank, Blowdown Valve, Gas Outlet, Main Gas Compressor, Train A | Vessel, Pressure | 0
771-AVE-0930 | Pressure Vessel, Air Tank, Blowdown Valve, Outlet, Safety Knock Out Drum | Vessel, Pressure | 0
771-AVE-3128B | Pressure Vessel, Air Tank, Blowdown Valve, Gas Outlet, Injection Gas Compressor, Train B | Vessel, Pressure | 0
771-AVE-3128A | Pressure Vessel, Air Tank, Blowdown Valve, Gas Outlet, Injection Gas Compressor, Train A | Vessel, Pressure | 0
125-AVE-3128 | Pressure Vessel, Volume Tank, Control Valve, Topsides Cooling Medium Coolers | Vessel, Pressure | 0
122-AVE-8500-2 | Pressure Vessel, Volume Tank, Control Valve, Topsides Cooling Medium Coolers | Vessel, Pressure | 0
771-AVE-1111 | Pressure Vessel, Volume Tank, Control Valve, HP Flare Gas To Header, Safety Knock Out Drum | Vessel, Pressure | 0
771-VEVF-0676B-1 | Filter, Instrument Air, Seal Gas System, Main and Injection Gas Compressor Train B | Filter, Vessel | 0
874-HYAT-1644 | Accumulator, Bladder, Hydraulic Power Unit, Pedestal Crane, Knuckle Boom, Aft SB | Hydraulic Accumulator | 0
772-VEFP-0506B-2 | Filter, 2, Oil Filter, Compressor A, Dewpointing Refrigeration Compression Package B | Filter, Vessel | 0
772-VEFP-0506B-1 | Filter, 1, Oil Filter, Compressor A, Dewpointing Refrigeration Compression Package B | Filter, Vessel | 0
772-VEFP-0506A-2 | Filter, 2, Oil Filter, Compressor A, Dewpointing Refrigeration Compression Package A | Filter, Vessel | 0
771-VEVF-0676C-2 | Filter, Instrument Air, Seal Gas System, Main and Injection Gas Compressor Train C | Filter, Vessel | 0
771-VEVF-0676A-2 | Filter, Instrument Air, Seal Gas System, Main and Injection Gas Compressor Train A | Filter, Vessel | 0
771-VEVF-0676A-1 | Filter, Instrument Air, Seal Gas System, Main and Injection Gas Compressor Train A | Filter, Vessel | 0
771-VEVF-0673C-2 | Filter, N2, Seal Gas System, Main and Injection Gas Compressor Train C | Filter, Vessel | 0
771-VEVF-0676C-1 | Filter, Instrument Air, Seal Gas System, Main and Injection Gas Compressor Train C | Filter, Vessel | 0
771-VEVF-0671C-2 | Filter, Coalescer Modular, Seal Gas System, Module 1 Man Gas/Injection Compression Module Train C | Filter, Vessel | PC002.04
119-VEVF-5108 | Filter Hydraulic Oil, AFT Cargo Offloading System | Filter, Vessel | 0
666-VEBR-0103G | Bottle Rack, Hydrogen Cylinder, TS010 Utility System | Bottle Rack | 0
119-VEST-6105 | Storage Tank, Hydraulic Oil Reservoir, FWD Cargo Offloading System | Storage Tank | 0
771-HBEH-0672B-1 | Electric Heater, 1, Seal Gas, Main And Injection Gas Compression Package, Train B | Electric Heater | 0
771-HBEH-0675A-1 | Electric Heater, 1, Seal Gas, Main And Injection Gas Compressor, Train A | Electric Heater | 0
119-HEPL-5106 | Heat Exchanger, Oil Cooler, HPU, Offloading Hose & Hawser Reel Aft | Heat Exchanger, Plate | 0
119-HEPL-6106 | Heat Exchanger, Oil Cooler, HPU, Offloading Hose & Hawser Reel Fwd | Heat Exchanger, Plate | 0
771-AVE-8218B | Pressure Vessel, Air Tank, Blowdown Valve, Recycle Gas, CO2 Compressor 2nd Stage Discharge Cooler, Train B | Vessel, Pressure | 0
331-CAB-9203A | Sounder, PAGA System, Non-Exproof, NOVEC 1230 fire Fighting System, Gaseous Fire Fighting System | Beacon | PS005.01
331-CAB-9203B | Sounder, PAGA System, Non-Exproof, NOVEC 1230 fire Fighting System, Gaseous Fire Fighting System | Beacon | PS005.01
331-CAB-9204B | Sounder, PAGA System, Non-Exproof, NOVEC 1230 fire Fighting System, Gaseous Fire Fighting System | Beacon | PS005.01
331-CAB-9206 | Sounder, PAGA System, Non-Exproof, NOVEC 1230 fire Fighting System, Gaseous Fire Fighting System | Beacon | PS005.01
331-CAB-9207A | Sounder, PAGA System, Non-Exproof, NOVEC 1230 fire Fighting System, Gaseous Fire Fighting System | Beacon | PS005.01
331-CAB-9207B | Sounder, PAGA System, Non-Exproof, NOVEC 1230 fire Fighting System, Gaseous Fire Fighting System | Beacon | PS005.01
771-AVE-8124B | Pressure Vessel, Air Tank, Control Valve, Recycle Gas, CO2 Compressor 1st Stage Discharge Cooler, Train B | Vessel, Pressure | 0
771-AVE-8224A | Pressure Vessel, Air Tank, Control Valve, Recycle Gas, CO2 Compressor 2nd Stage Discharge Cooler, Train A | Vessel, Pressure | 0
771-AVE-8224B | Pressure Vessel, Air Tank, Control Valve, Recycle Gas, CO2 Compressor 2nd Stage Discharge Cooler, Train B | Vessel, Pressure | 0
013-VEVF-6512A | Filter, Pressure, Hydraulic Power Unit, Fluids System, FWD Mooring Tensioning System | Filter, Vessel | 0
771-VEVF-0671A-1 | Filter, Coalescer Modular, Seal Gas System, Man Gas/Injection Compression and Dehydration Module Train A | Filter, Vessel | PC002.04
771-AVE-8218A | Pressure Vessel, Air Tank, Blowdown Valve, Recycle Gas, CO2 Compressor 2nd Stage Discharge Cooler, Train A | Vessel, Pressure | 0
771-VEVF-0673C-1 | Filter, N2, Seal Gas System, Main and Injection Gas Compressor Train C | Filter, Vessel | 0
771-VEVF-0671A-2 | Filter, Coalescer Modular, Seal Gas System, Man Gas/Injection Compression and Dehydration Module Train A | Filter, Vessel | PC002.04
771-VEVF-0673B-1 | Filter, N2, Seal Gas System, Main and Injection Gas Compressor Train B | Filter, Vessel | 0
771-VEVF-0671B-1 | Filter, Coalescer Modular, Seal Gas System, Module 1 Man Gas/Injection Compression Module Train B | Filter, Vessel | PC002.04
771-AVE-1126B | Pressure Vessel, Air Tank, Blowdown Valve, LPGC Discharge Cooler, Train B | Vessel, Pressure | 0
667-VEFP-0109B-1 | Filter, Duplex, Lube Oil Well Service Pump B, Well Services | Filter, Vessel | 0
667-VEFP-0109B-2 | Filter, Duplex, Lube Oil Well Service Pump B, Well Services | Filter, Vessel | 0
126-VEST-0020C | Storage Tank, Reservoir, Lube Oil System, Pump SRP HP Feed Pump C | Storage Tank | 0
331-CAB-6213 | Beacon/Sounder, Paga System, Fwd HPU Room, Fixed Gaseous, CO2 Fire Fighting System | Beacon | PS005.01
331-CAB-6223 | Beacon/Sounder, Paga System, Fwd Equipment Room 1, Fixed Gaseous, CO2 Fire Fighting System | Beacon | PS005.01
331-CAB-6224 | Beacon/Sounder, Paga System, Fwd Equipment Room 2, Fixed Gaseous, CO2 Fire Fighting System | Beacon | PS005.01
331-CMRA-6411 | Alarm Unit, Emergency Generator Room, Main Deck, Fire Water Mist PAGA, Firefighting System | Radio System | PS005.01
331-HS-8534C | Push Button, Manual Selector, Water Mist Firefighting System, Main/Injection Gas Turbine Driver C | Push Button | 0
126-PURE-0109 | Pump, Hand Charging, Seal System Refill Trolley, Water Injection Pumps | Pump, Reciprocating | PC002.01
331-HS-6154 | Pushbutton, PAGA System, IGG Room, Fixed Gaseous, CO2 Fire Fighting System | Push Button | PS005.01
331-HS-6244 | Pushbutton, PAGA System, Fire Pump Room 2, Fixed Gaseous, CO2 Fire Fighting System | Push Button | PS005.01
331-HS-8534B | Push Button, Manual Selector, Water Mist Firefighting System, Main/Injection Gas Turbine Driver B | Push Button | 0
331-HS-6164 | Pushbutton, PAGA System, Purifier Room, Fixed Gaseous, CO2 Fire Fighting System | Push Button | PS005.01
331-HS-6254 | Pushbutton, PAGA System, Fwd HPU Room, Fixed Gaseous, CO2 Fire Fighting System | Push Button | PS005.01
331-HS-6417 | Push Button, Local Release Box, No 4 Essential Generator, Deck 3, Fire Water Mist PAGA, Firefighting System | Push Button | PS005.01
331-HS-8534A | Push Button, Manual Selector, Water Mist Firefighting System, Main/Injection Gas Turbine Driver A | Push Button | PS005.01
771-HEAI-0626A | Air Cooler, Ventilation Inlet, Ventilation System, Gas Turbine, Main Gas Compressor Train A | Heat Exchanger, Air-cooled | 0
771-VEVF-0112A-1 | Filter, Seperation Gas, Gas Filters, LP Gas Compression Train A | Filter, Vessel | 0
331-CAB-6103 | Beacon/Sounder, Paga System, Paint Store, Fixed Gaseous, CO2 Fire Fighting System | Beacon | PS005.01
331-CMRA-6412 | Alarm Unit, IGG Room, B Deck, Fire Water Mist PAGA, Firefighting System | Radio System | PS005.01
331-CMRA-6413 | Alarm Unit, IGG Room, B Deck, Fire Water Mist PAGA, Firefighting System | Radio System | PS005.01
771-VEVF-0113A-1 | Filter, Cyclone Seperator, Gas Filters, LP Gas Compression Train A | Filter, Vessel | 0
126-VEVF-0022C-1 | Filter, Duplex, Lube Oil System, Pump, Pump SRP HP Feed Pump C | Filter, Vessel | 0
771-VEVF-0411A-1 | Filter, Lube Oil, Lube Oil System, Vapour Rovery Unit A 1 and 2, Gas Compression System | Filter, Vessel | 0
771-VEVF-0411A-2 | Filter, Lube Oil, Lube Oil System, Vapour Rovery Unit A 1 and 2, Gas Compression System | Filter, Vessel | 0
772-AVE-1721 | Pressure Vessel, Air Tank, Blowdown Valve, HP Cold Flare Gas, Topsides TEG Contactor | Vessel, Pressure | 0
331-CAB-9204A | Sounder, PAGA System, Non-Exproof, NOVEC 1230 fire Fighting System, Gaseous Fire Fighting System | Beacon | PS005.01
772-AVE-7724 | Pressure Vessel, Air Tank, Blowdown Valve, HP Cold Flare Gas Pressurised HP Flare Header | Vessel, Pressure | 0
772-AVE-6411B | Pressure Vessel, Air Tank, Blowdown Valve, HP Flare Gas, HP Header, TEG Filter Coalescer B | Vessel, Pressure | 0
111-VEVF-0137D-2 | Filter, Synthetic Lube Oil Duplex, Synthetic Oil System, Power Generation Package D | Filter, Vessel | 0
111-VEVF-0115A | Filter, Pilot Oil, Hydraulic Starting System, Power Generation Package A | Filter, Vessel | 0
111-VEVF-0115B | Filter, Pilot Oil, Hydraulic Starting System, Power Generation Package B | Filter, Vessel | 0
111-VEVF-0115C | Filter, Pilot Oil, Hydraulic Starting System, Power Generation Package C | Filter, Vessel | 0
111-VEVF-0115D | Filter, Pilot Oil, Hydraulic Starting System, Power Generation Package D | Filter, Vessel | 0
111-VEVF-0116A | Filter, Delivery Oil, Hydraulic Starting System, Power Generation Package A | Filter, Vessel | 0
111-VEVF-0116B | Filter, Delivery Oil, Hydraulic Starting System, Power Generation Package B | Filter, Vessel | 0
111-VEVF-0116C | Filter, Delivery Oil, Hydraulic Starting System, Power Generation Package C | Filter, Vessel | 0
111-VEVF-0116D | Filter, Delivery Oil, Hydraulic Starting System, Power Generation Package D | Filter, Vessel | 0
111-VEVF-0124A-1 | Filter, Secondary, Liquid Fuel System, Power generation Package A | Filter, Vessel | 0
111-VEVF-0124A-2 | Filter, Secondary, Liquid Fuel System, Power generation Package A | Filter, Vessel | 0
111-VEVF-0124B-1 | Filter, Secondary, Liquid Fuel System, Power generation Package B | Filter, Vessel | 0
111-VEVF-0124B-2 | Filter, Secondary, Liquid Fuel System, Power generation Package B | Filter, Vessel | 0
111-VEVF-0124C-1 | Filter, Secondary, Liquid Fuel System, Power generation Package C | Filter, Vessel | 0
111-VEVF-0124C-2 | Filter, Secondary, Liquid Fuel System, Power generation Package C | Filter, Vessel | 0
553-CP-1361 | ICSS Local Control Panel, Topsides ICSS FGS/ESD No. 1, LER, TS130 | ICSS Local Control Panel | SD002.01 & SD002.02
553-CP-1360 | ICSS Local Control Panel, Topsides ICSS FGS/ESD No. 1, LER, TS130 | ICSS Local Control Panel | SD002.01 & SD002.02
552-CP-1330 | ICSS Local Panel, Vessel ICSS CPU & I/O Panel (PSS) BAY A, LER, TS130 | ICSS Local Control Panel | SD002.03.06
565-CMXM-7271 | E-POB System Ex Tablet, VE231 Central Control Room | FPSO | ER003.02
565-CMPM-4001 | E-POB System Status Indicator, FR20S, VE213 Accommodation B Deck | FPSO | ER003.02
565-CMCP-9000 | E-POB System PAGA System Cabinet A, Radio Room, VE212 Accommodation A Deck | FPSO | ER003.02
565-CMC-8500 | Cabinets and Consoles, E-POB System Telecom Shutdown (TSD) Cabinet, VE233 Radio Room | Telecom Cabinets and Consoles | ER003.03
552-CP-1333 | ICSS Local Panel, Vessel ICSS CPU & I/O Panel (PSS) BAY D, LER, TS130 | ICSS Local Control Panel | SD002.03.06
552-CP-1332 | ICSS Local Panel, Vessel ICSS CPU & I/O Panel (PSS) BAY C, LER, TS130 | ICSS Local Control Panel | SD002.03.06
553-CP-1365 | ICSS Local Control Panel, Topsides ICSS FGS/ESD No. 2, LER, TS130 | ICSS Local Control Panel | SD002.01 & SD002.02
565-CMCP-3000 | E-POB System PAGA System Cabinet A, Radio Room, VE212 Accommodation A Deck | FPSO | ER003.02
565-TEZB-7293 | E-POB Workstation, VE231 Central Control Room | FPSO | ER003.02
553-CP-1366 | ICSS Local Control Panel, Topsides ICSS FGS/ESD No. 2, LER, TS130 | ICSS Local Control Panel | SD002.01 & SD002.02
565-TEZB-7258 | E-POB Workstation, VE210 Accommodation | FPSO | ER003.02
565-CMXM-7299 | E-POB System Ex Tablet, VE231 Central Control Room | FPSO | ER003.02
565-TEZB-7208 | E-POB Workstation, VE210 Accommodation | FPSO | ER003.02
565-CMPE-4001 | E-POB System Hazardous Area Access Panel, FR20S, VE213 Accommodation B Deck | FPSO | ER003.02
552-CP-1334 | ICSS Local Panel, Vessel ICSS CPU & I/O Panel (PSS) BAY E, LER, TS130 | ICSS Local Control Panel | SD002.03.06
552-CP-1331 | ICSS Local Panel, Vessel ICSS CPU & I/O Panel (PSS) BAY B, LER, TS130 | ICSS Local Control Panel | SD002.03.06
111-HEDP-5100 | Heat Exchanger, Lube Oil Cooler, Essential Diesel Generator No.1 | Heat Exchanger, Shell and Tube | 0
771-HBEH-0675C-3 | Electric Heater, 3, Seal Gas, Main And Injection Gas Compressor, Train C | Electric Heater | 0
003-EELP-0517A | Local Control Panel, Deep Fat Fryer, Galley Equipment | Control Panel | PS005.01
771-VEVF-0115A | Filter, Seal Gas Booster, Gas Filters, LP Gas Compression Train A | Filter, Vessel | 0
771-VEVF-0112A-2 | Filter, Seperation Gas, Gas Filters, LP Gas Compression Train A | Filter, Vessel | 0
126-VEST-0020A | Storage Tank, Reservoir, Lube Oil System, Pump SRP HP Feed Pump A | Storage Tank | 0
331-HS-6184 | Pushbutton, PAGA System, ECR CCS, Fixed Gaseous, CO2 Fire Fighting System | Push Button | PS005.01
331-HS-6194 | Pushbutton, PAGA System, Fwd Fire Pump Room 2, Fixed Gaseous, CO2 Fire Fighting System | Push Button | PS005.01
331-HS-6214 | Pushbutton, PAGA System, Fwd HPU Room, Fixed Gaseous, CO2 Fire Fighting System | Push Button | PS005.01
003-EELP-0518A | Local Control Panel, Deep Fat Fryer, Galley Equipment | Control Panel | PS005.01
331-CAB-6183 | Beacon/Sounder, Paga System, ECR-CCS, Fixed Gaseous, CO2 Fire Fighting System | Beacon | PS005.01
013-HYAT-6462 | Accumulator, Chain Tensioning Platform, Mooring Tensioning Skidding System, Chain Tower, Port Aft | Hydraulic Accumulator | 0
771-HYAT-4301B | Accumulator, Sealing Plan, VRU Drain Pump 1st Stage, Train B | Hydraulic Accumulator | 0
771-HYAT-4601A | Accumulator, Sealing Plan, VRU Drain Pump A Interstage, Train A | Hydraulic Accumulator | 0
771-HYAT-4601B | Accumulator, Sealing Plan, VRU Drain Pump A Interstage, Train B | Hydraulic Accumulator | 0
771-HBEH-0672C-1 | Electric Heater, 1, Seal Gas, Main And Injection Gas Compression Package, Train C | Electric Heater | 0
771-VEVF-0113A-2 | Filter, Cyclone Seperator, Gas Filters, LP Gas Compression Train A | Filter, Vessel | 0
771-VEVF-0111A-1 | Filter, Intermediate Gas, Gas Filters, LP Gas Compression Train A | Filter, Vessel | 0
124-HEST-0051B | Heat Exchanger, Produced Water Reinjection Booster Pump B | Heat Exchanger, Shell and Tube | 0
331-CAB-6123 | Beacon/Sounder, Paga System, Cargo System Supply Room, Fixed Gaseous, CO2 Fire Fighting System | Beacon | PS005.01
331-CAB-6173 | Beacon/Sounder, Paga System, Emergency Generator Room, Fixed Gaseous, CO2 Fire Fighting System | Beacon | PS005.01
111-VEVF-0124D-1 | Filter, Secondary, Liquid Fuel System, Power generation Package D | Filter, Vessel | 0
111-VEVF-0124D-2 | Filter, Secondary, Liquid Fuel System, Power generation Package D | Filter, Vessel | 0
111-VEVF-0104A-1 | Filter, Lube Oil Duplex, Synthetic Oil System, Power Generation Package A | Filter, Vessel | 0
771-SPSI-3702A | Silencer, 2nd Stage, Vapor Recovery Compressor Train A, Gas Compression System | Silencer | 0
771-SPSI-3703A | Silencer, 2nd Stage, Vapor Recovery Compressor Train A, Gas Compression System | Silencer | 0
771-SPSI-3703B | Silencer, 2nd Stage, Vapor Recovery Compressor Train B, Gas Compression System | Silencer | 0
771-VEVF-0674C-1 | Filter, Coalescer Modular Air, MGC / IGC Seal Gas Treatment, Main and Injection Gas Compressor C | Filter, Vessel | PC002.04
771-VEVF-0674C-2 | Filter, Coalescer Modular Air, MGC / IGC Seal Gas Treatment, Main and Injection Gas Compressor C | Filter, Vessel | PC002.04
126-AVE-1005B-2 | Pressure Vessel, Air Tank, Control Valve, Discharge, Water Injection Pump B | Vessel, Pressure | 0
126-AVE-1005B-3 | Pressure Vessel, Air Tank, Control Valve, Bypass, Water Injection Pump B | Vessel, Pressure | 0
126-AVE-1005C-2 | Pressure Vessel, Air Tank, Control Valve, Discharge, Water Injection Pump C | Vessel, Pressure | 0
126-AVE-1005C-3 | Pressure Vessel, Air Tank, Control Valve, Bypass, Water Injection Pump C | Vessel, Pressure | 0
111-HEAI-0126D | Air Cooler, Synthetic Oil System, Power Generation Package D | Heat Exchanger, Air-cooled | 0
771-VEVF-0128A-1 | Filter, 1, Lube Oil, LP Gas Compressor, Train A | Filter, Vessel | 0
771-VEVF-0128A-2 | Filter, 2, Lube Oil, LP Gas Compressor, Train A | Filter, Vessel | 0
771-VEVF-0128B-1 | Filter, 1, Lube Oil, LP Gas Compressor, Train B | Filter, Vessel | 0
771-VEVF-0128B-2 | Filter, 2, Lube Oil, LP Gas Compressor, Train B | Filter, Vessel | 0
771-VEVF-0928A-2 | Filter, 2, Lube Oil, CO2 Compressor 1st Stage, Train A | Filter, Vessel | 0
771-VEVF-0928B-1 | Filter, 1, Lube Oil, CO2 Compressor 1st Stage, Train B | Filter, Vessel | 0
771-VEVF-0928B-2 | Filter, 2, Lube Oil, CO2 Compressor 1st Stage, Train B | Filter, Vessel | 0
771-VEVF-0415A-1 | Filter, Instrument Air, Seal Gas, System, Vapour Recovery Unit A 1 and 2, Gas Compression Package | Filter, Vessel | 0
565-CMPE-4000 | E-POB System Hazardous Area Access Panel, FR20P, VE213 Accommodation B Deck | FPSO | ER003.02
565-CMPM-4000 | E-POB System Status Indicator, FR20P, VE213 Accommodation B Deck | FPSO | ER003.02
565-CMXM-7297 | E-POB System Ex Tablet, VE231 Central Control Room | FPSO | ER003.02
553-CP-1364 | ICSS Local Control Panel, Topsides ICSS FGS/ESD No. 2, LER, TS130 | ICSS Local Control Panel | SD002.01 & SD002.02
553-CP-1363 | ICSS Local Control Panel, Topsides ICSS FGS/ESD No. 2, LER, TS130 | ICSS Local Control Panel | SD002.01 & SD002.02
553-CP-1362 | ICSS Local Control Panel, Topsides ICSS FGS/ESD No. 2, LER, TS130 | ICSS Local Control Panel | SD002.01 & SD002.02
565-CMXM-7298 | E-POB System Ex Tablet, VE231 Central Control Room | FPSO | ER003.02
874-LHLA-1227 | Lifting Accesories, Portable A-Frame 2T, Lifting Equipment, Topsides General | Lifting accessories | SI005.01.02
874-LHLA-1226 | Lifting Accesories, Portable A-Frame 2T, Lifting Equipment, Topsides General | Lifting accessories | SI005.01.02
874-LHHI-1034 | Hoisting Equipment, Hook Mounted Manual 1T, Topsides General, Lifting Equipment | Hoisting Equipment | SI005.01.02
874-LHHI-1028 | Hoisting Equipment, Manual Trolley Hoist 2T, Local Equipment Room Module, Lifting Equipment | Hoisting Equipment | SI005.01.02
013-HYAT-7123B | Accumulator, B, Bladder, Riser Pulling System | Hydraulic Accumulator | 0
013-VEVF-7210A | Filter, A, Oil Pump Outlet, I&M And Driving Platform, Riser Pulling System | Filter, Vessel | 0
874-LHRO-1223 | Handling Rooler, Kit (4 rollers) 6T, Lifting Accessories, Loose Lifting Equipment, Topsides General | Roller, Handling | SI005.01.02
874-LHTR-1213 | Trolley, Drum Hand 0.3T, Lifting Accessories, Loose Lifting Equipment, Topsides General | Trolley | SI005.01.02
874-LHTR-1202 | Trolley, Manual Pallet Truck 2.2T, Lifting Accessories, Loose Lifting Equipment, Topsides General | Trolley | SI005.01.02
874-LHRO-1221 | Handling Rooler, Kit (4 rollers) 6T, Lifting Accessories, Loose Lifting Equipment, Topsides General | Roller, Handling | SI005.01.02
874-LHRO-1220 | Handling Rooler, Kit (4 rollers) 6T, Lifting Accessories, Loose Lifting Equipment, Topsides General | Roller, Handling | SI005.01.02
331-PCV-1764 | Control Valve, URV, 0.5", Deluge Valve, 331-SVDV-0211 | Valve, Control | PS003.01.02
331-CAB-6253 | Beacon/Sounder, Paga System, Fwd HPU Room, Fixed Gaseous, CO2 Fire Fighting System | Beacon | PS005.01
333-LHDA-0100 | Davit, Rescue Boat, Upper Deck | Davit | SI005.01.02
118-VEBR-6118 | Bottle Rack, Air Bottle, Pneumatic Fire Damper, TS130 Level 2, Dampers, HVAC | Bottle Rack | 0
118-VEBR-6119 | Bottle Rack, Air Bottle, Pneumatic Fire Damper, TS130 Level 1, Dampers, HVAC | Bottle Rack | 0
118-VEBR-6120 | Bottle Rack, Air Bottle, Pneumatic Fire Damper, TS130 Level 3, Dampers, HVAC | Bottle Rack | 0
331-HS-6234 | Pushbutton, PAGA System, Fire Pump Room 1, Fixed Gaseous, CO2 Fire Fighting System | Push Button | PS005.01
771-HBEH-0672C-3 | Electric Heater, 3, Seal Gas, Main And Injection Gas Compression Package, Train C | Electric Heater | 0
118-VEBR-6103 | Bottle Rack, Instrument Air Bottle, Pneumatic Fire Damper, Air System | Bottle Rack | 0
118-VEBR-6104 | Bottle Rack, Instrument Air Bottle, Pneumatic Fire Damper, Air System | Bottle Rack | 0
331-CMRA-6414 | Alarm Unit, No 1 Essential Generator, Deck 3, Fire Water Mist PAGA, Firefighting System | Radio System | PS005.01
331-CMRA-6415 | Alarm Unit, No 2 Essential Generator, Deck 3, Fire Water Mist PAGA, Firefighting System | Radio System | PS005.01
331-HS-6224 | Pushbutton, PAGA System, Fwd Equipment Room 2, Fixed Gaseous, CO2 Fire Fighting System | Push Button | PS005.01
118-VEBR-6107 | Bottle Rack, Instrument Air Bottle, Pneumatic Fire Damper, Air System | Bottle Rack | 0
773-AVE-0004 | Pressure Vessel, Air Tank, Blowdown Valve, HP Cold Flare Gas, Gas Lift Service Manifold | Vessel, Pressure | 0
776-AVE-1008-1 | Pressure Vessel, Volume Tank, Control Valve, Cold Flare Gas HP Flare Drum, Topsides Pressurised Flare Knockout Drum | Vessel, Pressure | 0
661-AVE-0407 | Pressure Vessel, Air Tank, Blowdown Valve, Test Manifold To HP Flare Sub Header | Vessel, Pressure | 0
775-AVE-6005 | Pressure Vessel, Air Tank, Blowdown Valve, Injection Gas From IGC Discharge Coolers | Vessel, Pressure | 0
775-AVE-6035 | Pressure Vessel, Air Tank, Blowdown Valve, Injection Gas From IGC Discharge Coolers | Vessel, Pressure | 0
331-HS-6144 | Pushbutton, PAGA System, Engine Room, Fixed Gaseous, CO2 Fire Fighting System | Push Button | PS005.01
771-HBEH-0672A-1 | Electric Heater, 1, Seal Gas, Main And Injection Gas Compression Package, Train A | Electric Heater | 0
771-HBEH-0675B-1 | Electric Heater, 1, Seal Gas, Main And Injection Gas Compressor, Train B | Electric Heater | 0
771-VEVF-0415A-2 | Filter, Instrument Air, Seal Gas, System, Vapour Recovery Unit A 1 and 2, Gas Compression Package | Filter, Vessel | 0
331-VEBR-0198D | Bottle Rack, Water Cylinder, Reserve Bank, Water Mist Fire Fighting System, Power Generation Package D | Bottle Rack | 0
331-VEBR-0198C | Bottle Rack, Water Cylinder, Reserve Bank, Water Mist Fire Fighting System, Power Generation Package C | Bottle Rack | 0
331-VEBR-0198B | Bottle Rack, Water Cylinder, Reserve Bank, Water Mist Fire Fighting System, Power Generation Package B | Bottle Rack | 0
331-VEBR-0198A | Bottle Rack, Water Cylinder, Reserve Bank, Water Mist Fire Fighting System, Power Generation Package A | Bottle Rack | 0
331-VEBR-0197D | Bottle Rack, Water Cylinder, Reserve Bank, Water Mist Fire Fighting System, Power Generation Package D | Bottle Rack | 0
331-VEBR-0197C | Bottle Rack, Water Cylinder, Reserve Bank, Water Mist Fire Fighting System, Power Generation Package C | Bottle Rack | 0
331-VEBR-0197B | Bottle Rack, Water Cylinder, Reserve Bank, Water Mist Fire Fighting System, Power Generation Package B | Bottle Rack | 0
331-VEBR-0197A | Bottle Rack, Water Cylinder, Reserve Bank, Water Mist Fire Fighting System, Power Generation Package A | Bottle Rack | 0
331-VEBR-0196D | Bottle Rack, Water Cylinder, Reserve Bank, Water Mist Fire Fighting System, Power Generation Package D | Bottle Rack | 0
331-VEBR-0196C | Bottle Rack, Water Cylinder, Reserve Bank, Water Mist Fire Fighting System, Power Generation Package C | Bottle Rack | 0
331-VEBR-0196B | Bottle Rack, Water Cylinder, Reserve Bank, Water Mist Fire Fighting System, Power Generation Package B | Bottle Rack | 0
331-VEBR-0192D | Bottle Rack, Water Cylinder, Main Bank, Water Mist Fire Fighting System, Power Generation Package D | Bottle Rack | 0
331-VEBR-0192C | Bottle Rack, Water Cylinder, Main Bank, Water Mist Fire Fighting System, Power Generation Package C | Bottle Rack | 0
331-VEBR-0192B | Bottle Rack, Water Cylinder, Main Bank, Water Mist Fire Fighting System, Power Generation Package B | Bottle Rack | 0
331-VEBR-0192A | Bottle Rack, Water Cylinder, Main Bank, Water Mist Fire Fighting System, Power Generation Package A | Bottle Rack | 0
331-VEBR-0191D | Bottle Rack, Water Cylinder, Main Bank, Water Mist Fire Fighting System, Power Generation Package D | Bottle Rack | 0
331-VEBR-0191C | Bottle Rack, Water Cylinder, Main Bank, Water Mist Fire Fighting System, Power Generation Package C | Bottle Rack | 0
331-VEBR-0191B | Bottle Rack, Water Cylinder, Main Bank, Water Mist Fire Fighting System, Power Generation Package B | Bottle Rack | 0
331-VEBR-0191A | Bottle Rack, Water Cylinder, Main Bank, Water Mist Fire Fighting System, Power Generation Package A | Bottle Rack | 0
333-LSGM-0100 | Gas Detector, Personal (Multi-Channel), Main Deck, Safety Equipment, Safety and Lifesaving | Toxic Gas Detector | LS002.01.03
331-PCV-1774 | Control Valve, URV, 0.5", Deluge Valve, 331-SVDV-0210 | Valve, Control | PS003.01.02
333-LSTK-0100 | Sample & Injection Quills, Sample Tube Kit, Safety Equipment, Safety and Lifesaving | Sample & Injection Quills | LS002.01
333-LSSH-0100 | Smoke Hood, Main Deck, Safety Equipment, Safety and Lifesaving | Smoke Hood | LS002.01.01
333-LSLM-0100 | Sound Level Meter, Main Deck, Safety Equipment, Safety and Lifesaving | Sound Level Meter | LS002.01
333-LSLJ-0100 | Lifejacket, Main Deck, Safety Equipment, Safety and Lifesaving | Lifejacket | LS002.01.02
331-PCV-2054 | Control Valve, URV, 0.5", Deluge Valve, 331-SVDV-0209 | Valve, Control | PS003.01.02
331-PCV-1954 | Control Valve, URV, 0.5", Deluge Valve, 331-SVDV-0208 | Valve, Control | PS003.01.02
013-VEVF-7110A | Filter, A, Oil Pump Outlet, Riser Pulling System | Filter, Vessel | 0
013-VEVF-7110C | Filter, C, Oil Pump Outlet, Riser Pulling System | Filter, Vessel | 0
013-VEVF-7110D | Filter, D, Oil Pump Outlet, Riser Pulling System | Filter, Vessel | 0
013-VEDO-7104 | Storage Tank, Hydraulic Oil, 4500L Capacity, Riser Pulling System | Storage Tank | 0
663-PUPD-8200 | Pump, Emergency Hand No.2, Remote Control Valves, VE200 Upper Deck | Pump, Reciprocating | PC002.01
566-CMAS-5612 | Antenna System, VSAT Satellite Antenna (Ku-Band), Petrobras, VE210, Accommodation | Antenna System | ER003.03
108-HVEF-2201B | Fan, A, Exhaust, Battery Room HVAC Package | Fan | IC001.01.01
567-CMTW-8018 | Telephone. Waterproof Phone, Analogue Type, VE214 Accommodation C Deck | Telephone System | ER003.02
567-CMTU-9984 | Telephone, Digital Phone, Desk Type, VE233 Radio Room | Telephone System | ER003.02
567-CMTU-9983 | Telephone, Conference Phone, VE210 Accommodation | Telephone System | ER003.02
567-CMTU-9982 | Telephone, Conference Phone, VE210 Accommodation | Telephone System | ER003.02
567-CMTU-9978 | Telephone, Digital Phone, Desk Type, VE231 Central Control Room | Telephone System | ER003.02
119-EM-5016 | Push Button, Emergency, Vessel ICSS PSS Panel, AER, Main Feck | Push Button | PC003.01
119-EM-5015 | Push Button, Emergency, Vessel ICSS PSS Panel, AER, Main Feck | Push Button | PC003.01
771-HBEH-0675C-1 | Electric Heater, 1, Seal Gas, Main And Injection Gas Compressor, Train C | Electric Heater | 0
771-HBEH-0672A-2 | Electric Heater, 2, Seal Gas, Main And Injection Gas Compression Package, Train A | Electric Heater | 0
771-HBEH-0675B-2 | Electric Heater, 2, Seal Gas, Main And Injection Gas Compressor, Train B | Electric Heater | 0
772-AVE-7010 | Pressure Vessel, Volume Tank, Control Valve, HP Flare Gas, Topsides CO2 Removal Unit | Vessel, Pressure | 0
331-CAB-6113 | Beacon/Sounder, Paga System, Vessel Equipment Room HV, Fixed Gaseous, CO2 Fire Fighting System | Beacon | PS005.01
331-CAB-6133 | Beacon/Sounder, Paga System, Vessel Equipment Room LV, Fixed Gaseous, CO2 Fire Fighting System | Beacon | PS005.01
331-CAB-6143 | Beacon/Sounder, Paga System, Engine Room, Fixed Gaseous, CO2 Fire Fighting System | Beacon | PS005.01
331-CAB-6203 | Beacon/Sounder, Paga System, Aft Fire Pump Room 1, Fixed Gaseous, CO2 Fire Fighting System | Beacon | PS005.01
331-CAB-6225 | Beacon/Sounder, Paga System, Fwd Mezzanine Deck, Fixed Gaseous, CO2 Fire Fighting System | Beacon | PS005.01
331-CAB-6233 | Beacon/Sounder, Paga System, Fwd Fire Pump Room 1, Fixed Gaseous, CO2 Fire Fighting System | Beacon | PS005.01
331-CAB-6243 | Beacon/Sounder, Paga System, Fwd Fire Pump Room 2, Fixed Gaseous, CO2 Fire Fighting System | Beacon | PS005.01
331-HS-6165 | Pushbutton, PAGA System, Fwd HPU Room, Fixed Gaseous, CO2 Fire Fighting System | Push Button | PS005.01
331-HS-6174 | Pushbutton, PAGA System, Emergency Generator Room, Fixed Gaseous, CO2 Fire Fighting System | Push Button | PS005.01
013-HYAT-6362 | Accumulator, Chain Tensioning Platform, Mooring Tensioning Skidding System, Chain Tower, Stbd Aft | Hydraulic Accumulator | 0
013-HYAT-6451 | Accumulator, Chain Tensioning Platform, Mooring Tensioning Skidding System, Chain Tower, Port Aft | Hydraulic Accumulator | 0
771-VEVF-0112B-2 | Filter, Seperation Gas, Gas Filters, LP Gas Compression Train B | Filter, Vessel | 0
771-VEVF-0113B-1 | Filter, Cyclone Seperator, Gas Filters, LP Gas Compression Train B | Filter, Vessel | 0
771-VEVF-0113B-2 | Filter, Cyclone Seperator, Gas Filters, LP Gas Compression Train B | Filter, Vessel | 0
771-VEVF-0115B | Filter, Seal Gas Booster, Gas Filters, LP Gas Compression Train B | Filter, Vessel | 0
118-VEBR-6102 | Bottle Rack, Instrument Air Bottle, Pneumatic Fire Damper, Air System | Bottle Rack | 0
118-VEBR-6105 | Bottle Rack, Instrument Air Bottle, Pneumatic Fire Damper, Air System | Bottle Rack | 0
331-VEBR-0190D | Bottle Rack, Water Cylinder, Main Bank, Water Mist Fire Fighting System, Power Generation Package D | Bottle Rack | 0
331-VEBR-0190C | Bottle Rack, Water Cylinder, Main Bank, Water Mist Fire Fighting System, Power Generation Package C | Bottle Rack | 0
331-VEBR-0190B | Bottle Rack, Water Cylinder, Main Bank, Water Mist Fire Fighting System, Power Generation Package B | Bottle Rack | 0
331-VEBR-0187B | Bottle Rack, Water Cylinder, Main Bank, Water Mist Fire Fighting System, Power Generation Package B | Bottle Rack | 0
771-VEST-0925B | Storage Tank, Lube Oil, CO2 Compressor Package Train B | Storage Tank | 0
771-VEST-0925A | Storage Tank, Lube Oil, CO2 Compressor Package Train A | Storage Tank | 0
771-CEDM-0950B | Demister, Working / Lube Oil Mist Eliminator, CO2 Compressor Package, Train B | Demister | 0
771-VEVF-0928A-1 | Filter, 1, Lube Oil, CO2 Compressor 1st Stage, Train A | Filter, Vessel | 0
771-SPSI-3701B | Silencer, 1st Stage, Vapor Recovery Compressor Train B, Gas Compression System | Silencer | 0
771-SPSI-3701A | Silencer, 1st Stage, Vapor Recovery Compressor Train A, Gas Compression System | Silencer | 0
771-HBEH-0913A | Electric Heater, Seal Gas, CO2 Compressor. 1st Stage, Train A | Electric Heater | 0
771-HBEH-0913B | Electric Heater, Seal Gas, CO2 Compressor. 1st Stage, Train B | Electric Heater | 0
126-AVE-1005A-2 | Pressure Vessel, Air Tank, Control Valve, Discharge, Water Injection Pump A | Vessel, Pressure | 0
126-AVE-1005A-3 | Pressure Vessel, Air Tank, Control Valve, Bypass, Water Injection Pump B | Vessel, Pressure | 0
771-SPSI-3700A | Silencer, 1st Stage, Vapor Recovery Compressor Train A, Gas Compression System | Silencer | 0
771-SPSI-3700B | Silencer, 1st Stage, Vapor Recovery Compressor Train B, Gas Compression System | Silencer | 0
771-VEST-0924A | Storage Tank, Working Oil, CO2 Compressor Package Train A | Storage Tank | 0
771-VEVF-0674A-1 | Filter, Coalescer Modular Air, MGC / IGC Seal Gas Treatment, Main and Injection Gas Compressor A | Filter, Vessel | PC002.04
331-VEBR-0194D | Bottle Rack, Water Cylinder, Reserve Bank, Water Mist Fire Fighting System, Power Generation Package D | Bottle Rack | 0
331-VEBR-0193D | Bottle Rack, Water Cylinder, Reserve Bank, Water Mist Fire Fighting System, Power Generation Package D | Bottle Rack | 0
331-VEBR-0187A | Bottle Rack, Water Cylinder, Main Bank, Water Mist Fire Fighting System, Power Generation Package A | Bottle Rack | 0
874-LHHI-1019 | Hoisting Equipment, Pneumatic Trolley Hoist 20MT, Power Generation Module 1, Lifting Equipment | Hoisting Equipment | SI005.01.02
882-CCMT-0011 | Anchoring Leg, Chain Connector, Starboard Forward No. 5 | Chain Connector/ Chain Stopper | SI003.01.01
331-SVDV-2824 | Control Valve, 6", FW To Foam Proportioner, 331-SEPR-5561 | Valve, Control | PS003.01.02
874-LHLA-1228 | Lifting Accesories, Portable A-Frame 3T, Lifting Equipment, Topsides General | Lifting accessories | SI005.01.02
013-VEVF-7110B | Filter, B, Oil Pump Outlet, Riser Pulling System | Filter, Vessel | 0
882-CCMT-0017 | Anchoring Leg, Chain Connector, Portside Aft No .5 | Chain Connector/ Chain Stopper | SI003.01.01
882-CCMT-0018 | Anchoring Leg, Chain Connector, Portside Aft No. 6 | Chain Connector/ Chain Stopper | SI003.01.01
882-CCMT-0019 | Anchoring Leg, Chain Connector, Portside Aft No. 7 | Chain Connector/ Chain Stopper | SI003.01.01
331-LCP-6100 | Local Control Panel, Inergen Gaseous Firefighting System | Control Panel | PS005.01
882-CCMT-0020 | Anchoring Leg, Chain Connector, Portside Aft No.8 | Chain Connector/ Chain Stopper | SI003.01.01
664-SDV-3107 | Shutdown Valve, 24", Inlet, AFT Cargo Offloading Hose Reel | Valve, Shutdown | SD001.01
333-SEBM-0100 | Gas Detector, Portable Benzene Monitoring Device, Safety Equipment, Safety and Life Saving | Toxic Gas Detector | LS002.01.03
333-SEBM-0200 | Gas Detector, Portable Benzene Monitoring Device, Safety Equipment, Safety and Life Saving | Toxic Gas Detector | LS002.01.03
664-SDV-3157 | Shutdown Valve, 24", Inlet, FWD Cargo Offloading Hose Reel | Valve, Shutdown | SD001.01
874-LHHI-1020 | Hoisting Equipment, Pneumatic Trolley Hoist 2T, Power Generation Module 1, Lifting Equipment | Hoisting Equipment | SI005.01.02
874-LHHI-1021 | Hoisting Equipment, Pneumatic Trolley Hoist 20T, Riser Manifold Module 2, Lifting Equipment | Hoisting Equipment | SI005.01.02
874-LHHI-1022 | Hoisting Equipment, Pneumatic Trolley Hoist 20T, Riser Manifold Module 4, Lifting Equipment | Hoisting Equipment | SI005.01.02
874-LHHI-1025 | Hoisting Equipment, Pneumatic Trolley Hoist 10T, Riser Manifold Module 1, Lifting Equipment | Hoisting Equipment | SI005.01.02
874-LHHI-1026 | Hoisting Equipment, Manual Trolley Hoist 5T, Water Injection and Utilities Module, Lifting Equipment | Hoisting Equipment | SI005.01.02
874-LHHI-1027 | Hoisting Equipment, Pneumatic Trolley Hoist 8MT, Water Injection and Utilities Module, Lifting Equipment | Hoisting Equipment | SI005.01.02
874-LHHI-1030 | Hoisting Equipment, Manual Trolley Hoist 16T, Local Equipment Room Module, Lifting Equipment | Hoisting Equipment | SI005.01.02
118-VEBR-6106 | Bottle Rack, Instrument Air Bottle, Pneumatic Fire Damper, Air System | Bottle Rack | 0
118-VEBR-6108 | Bottle Rack, Instrument Air Bottle, Pneumatic Fire Damper, Air System | Bottle Rack | 0
118-VEBR-6109 | Bottle Rack, Instrument Air Bottle, Pneumatic Fire Damper, Air System | Bottle Rack | 0
118-VEBR-6110 | Bottle Rack, Instrument Air Bottle, Pneumatic Fire Damper, Air System | Bottle Rack | 0
118-VEBR-6111 | Bottle Rack, Instrument Air Bottle, Pneumatic Fire Damper, Air System | Bottle Rack | 0
118-VEBR-6112 | Bottle Rack, Instrument Air Bottle, Pneumatic Fire Damper, Air System | Bottle Rack | 0
771-AVE-0214 | Pressure Vessel, Air Tank, Blowdown Valve, LP Degasser Flare Gas To Header | Vessel, Pressure | 0
771-AVE-0604 | Pressure Vessel, Air Tank, Blowdown Valve, Test Separator Gas To Flare Sub Header | Vessel, Pressure | 0
126-HEPL-0021A-1 | Heat Exchanger, Lube Oil, Lube Oil System, Pump, Pump SRP HP Feed Pump A | Heat Exchanger, Plate | 0
126-HEPL-0021A-2 | Heat Exchanger, Lube Oil, Lube Oil System, Pump, Pump SRP HP Feed Pump A | Heat Exchanger, Plate | 0
126-HEPL-0021B-1 | Heat Exchanger, Lube Oil, Lube Oil System, Pump, Pump SRP HP Feed Pump B | Heat Exchanger, Plate | 0
126-HEPL-0021B-2 | Heat Exchanger, Lube Oil, Lube Oil System, Pump, Pump SRP HP Feed Pump B | Heat Exchanger, Plate | 0
126-HEPL-0021C-1 | Heat Exchanger, Lube Oil, Lube Oil System, Pump, Pump SRP HP Feed Pump C | Heat Exchanger, Plate | 0
126-HEPL-0021C-2 | Heat Exchanger, Lube Oil, Lube Oil System, Pump, Pump SRP HP Feed Pump C | Heat Exchanger, Plate | 0
126-VEST-0020B | Storage Tank, Reservoir, Lube Oil System, Pump SRP HP Feed Pump B | Storage Tank | 0
126-VEVF-0022A-1 | Filter, Duplex, Lube Oil System, Pump, Pump SRP HP Feed Pump A | Filter, Vessel | 0
126-VEVF-0022A-2 | Filter, Duplex, Lube Oil System, Pump, Pump SRP HP Feed Pump A | Filter, Vessel | 0
126-VEVF-0022B-1 | Filter, Duplex, Lube Oil System, Pump, Pump SRP HP Feed Pump B | Filter, Vessel | 0
126-VEVF-0022B-2 | Filter, Duplex, Lube Oil System, Pump, Pump SRP HP Feed Pump B | Filter, Vessel | 0
126-VEVF-0022C-2 | Filter, Duplex, Lube Oil System, Pump, Pump SRP HP Feed Pump C | Filter, Vessel | 0
775-AVE-6037 | Pressure Vessel, Air Tank, Blowdown Valve, Injection Gas From IGC Discharge Coolers | Vessel, Pressure | 0
777-AVE-1011 | Pressure Vessel, Air Tank, Blowdown Valve, Fuel Gas Inlet, Fuel Gas Superheater | Vessel, Pressure | 0
119-VEPU-8019 | Pulsation Damper, Pump, Pump HP E2, Subsea HPU | Damper, Pulsation | 0
111-VEVF-0137C-1 | Filter, Synthetic Lube Oil Duplex, Synthetic Oil System, Power Generation Package C | Filter, Vessel | 0
111-VEVF-0137B-2 | Filter, Synthetic Lube Oil Duplex, Synthetic Oil System, Power Generation Package B | Filter, Vessel | 0
771-VEVF-0674B-2 | Filter, Coalescer Modular Air, MGC / IGC Seal Gas Treatment, Main and Injection Gas Compressor B | Filter, Vessel | PC002.04
771-VEVF-0674B-1 | Filter, Coalescer Modular Air, MGC / IGC Seal Gas Treatment, Main and Injection Gas Compressor B | Filter, Vessel | PC002.04
771-VEVF-0674A-2 | Filter, Coalescer Modular Air, MGC / IGC Seal Gas Treatment, Main and Injection Gas Compressor A | Filter, Vessel | PC002.04
771-CEDM-0150B | Demister, Working / Lube Oil Mist Eliminator, LP Gas Compressor Package, Train B | Demister | 0
771-CEDM-0150A | Demister, Working / Lube Oil Mist Eliminator, LP Gas Compressor Package, Train A | Demister | 0
771-SPSI-3702B | Silencer, 2nd Stage, Vapor Recovery Compressor Train B, Gas Compression System | Silencer | 0
119-VEPU-8018 | Pulsation Damper, Pump, Pump HP E1, Subsea HPU | Damper, Pulsation | 0
331-VEBR-0187C | Bottle Rack, Water Cylinder, Main Bank, Water Mist Fire Fighting System, Power Generation Package C | Bottle Rack | 0
331-VEBR-0187D | Bottle Rack, Water Cylinder, Main Bank, Water Mist Fire Fighting System, Power Generation Package D | Bottle Rack | 0
331-VEBR-0188A | Bottle Rack, Water Cylinder, Main Bank, Water Mist Fire Fighting System, Power Generation Package A | Bottle Rack | 0
331-VEBR-0188B | Bottle Rack, Water Cylinder, Main Bank, Water Mist Fire Fighting System, Power Generation Package B | Bottle Rack | 0
331-VEBR-0188C | Bottle Rack, Water Cylinder, Main Bank, Water Mist Fire Fighting System, Power Generation Package C | Bottle Rack | 0
331-VEBR-0188D | Bottle Rack, Water Cylinder, Main Bank, Water Mist Fire Fighting System, Power Generation Package D | Bottle Rack | 0
331-VEBR-0189A | Bottle Rack, Water Cylinder, Main Bank, Water Mist Fire Fighting System, Power Generation Package A | Bottle Rack | 0
331-VEBR-0189B | Bottle Rack, Water Cylinder, Main Bank, Water Mist Fire Fighting System, Power Generation Package B | Bottle Rack | 0
331-VEBR-0189C | Bottle Rack, Water Cylinder, Main Bank, Water Mist Fire Fighting System, Power Generation Package C | Bottle Rack | 0
331-VEBR-0189D | Bottle Rack, Water Cylinder, Main Bank, Water Mist Fire Fighting System, Power Generation Package D | Bottle Rack | 0
874-LHHI-1031 | Hoisting Equipment, Pneumatic Trolley Hoist 16T, Auxillary Starboard Laydown Aft Module, Lifting Equipment | Hoisting Equipment | SI005.01.02
874-LHHI-1033 | Hoisting Equipment, Hook Mounted Manual 1T, Topsides General, Lifting Equipment | Hoisting Equipment | SI005.01.02
874-LHHI-1035 | Hoisting Equipment, Hook Mounted Manual 1T, Topsides General, Lifting Equipment | Hoisting Equipment | SI005.01.02
874-LHHI-1037 | Hoisting Equipment, Hook Mounted Manual 2T, Topsides General, Lifting Equipment | Hoisting Equipment | SI005.01.02
874-LHHI-1038 | Hoisting Equipment, Hook Mounted Manual 2T, Topsides General, Lifting Equipment | Hoisting Equipment | SI005.01.02
874-LHHI-1039 | Hoisting Equipment, Hook Mounted Manual 2T, Topsides General, Lifting Equipment | Hoisting Equipment | SI005.01.02
874-LHHI-1040 | Hoisting Equipment, Hook Mounted Manual 2T, Topsides General, Lifting Equipment | Hoisting Equipment | SI005.01.02
874-LHHI-1041 | Hoisting Equipment, Hook Mounted Manual 3T, Topsides General, Lifting Equipment | Hoisting Equipment | SI005.01.02
874-LHHI-1042 | Hoisting Equipment, Hook Mounted Manual 3T, Topsides General, Lifting Equipment | Hoisting Equipment | SI005.01.02
874-LHHI-1043 | Hoisting Equipment, Hook Mounted Manual 3T, Topsides General, Lifting Equipment | Hoisting Equipment | SI005.01.02
874-LHHI-1044 | Hoisting Equipment, Hook Mounted Manual 3T, Topsides General, Lifting Equipment | Hoisting Equipment | SI005.01.02
874-LHHI-1045 | Hoisting Equipment, Hook Mounted Manual 5T, Topsides General, Lifting Equipment | Hoisting Equipment | SI005.01.02
874-LHHI-1046 | Hoisting Equipment, Hook Mounted Manual 5T, Topsides General, Lifting Equipment | Hoisting Equipment | SI005.01.02
874-LHHI-1047 | Hoisting Equipment, Hook Mounted Manual 5T, Topsides General, Lifting Equipment | Hoisting Equipment | SI005.01.02
874-LHTR-1201 | Trolley, Manual Pallet Truck 2.2T, Lifting Accessories, Loose Lifting Equipment, Topsides General | Trolley | SI005.01.02
874-LHTR-1207 | Trolley, Manual Hand 1.5T, Lifting Accessories, Loose Lifting Equipment, Topsides General | Trolley | SI005.01.02
874-LHTR-1208 | Trolley, Manual Hand 1.5T, Lifting Accessories, Loose Lifting Equipment, Topsides General | Trolley | SI005.01.02
874-LHTR-1209 | Trolley, Manual Hand .5T, Lifting Accessories, Loose Lifting Equipment, Topsides General | Trolley | SI005.01.02
874-LHTR-1210 | Trolley, Manual Hand .5T, Lifting Accessories, Loose Lifting Equipment, Topsides General | Trolley | SI005.01.02
874-LHTR-1211 | Trolley, Manual Hand 3T, Lifting Accessories, Loose Lifting Equipment, Topsides General | Trolley | SI005.01.02
874-LHTR-1212 | Trolley, Manual Hand 3T, Lifting Accessories, Loose Lifting Equipment, Topsides General | Trolley | SI005.01.02
777-AVE-1015 | Pressure Vessel, Air Tank, Blowdown Valve, Fuel Gas Inlet, Fuel Gas Superheater | Vessel, Pressure | 0
777-AVE-1017 | Pressure Vessel, Air Tank, Blowdown Valve, Fuel Gas Inlet, Fuel Gas Superheater | Vessel, Pressure | 0
662-HYAT-0801A | Accumulator, Sealing Plan, Crude Oil Recycle Pump A | Hydraulic Accumulator | 0
662-HYAT-0801B | Accumulator, Sealing Plan, Crude Oil Recycle Pump B | Hydraulic Accumulator | 0
662-HYAT-1001A | Accumulator, Sealing Plan, Crude Oil Pump A | Hydraulic Accumulator | 0
662-HYAT-1001B | Accumulator, Sealing Plan, Crude Oil Pump B | Hydraulic Accumulator | 0
128-SPFH-1028 | Flexible Hose, Ethanol/MEG Transfer, Topsides Chemical Injection Loading | Flexible Hoses & Connections | PC006.02
118-VEBR-6101 | Bottle Rack, Instrument Air Bottle, Pneumatic Fire Damper, Accommodation Top Deck, Dampers | Bottle Rack | 0
118-VEBR-6114 | Bottle Rack, Instrument Air Bottle, Pneumatic Fire Damper, Air System | Bottle Rack | 0
118-VEBR-6115 | Bottle Rack, Instrument Air Bottle, Pneumatic Fire Damper, Air System | Bottle Rack | 0
331-CMRA-6416 | Alarm Unit, No 3 Essential Generator, Deck 3, Fire Water Mist PAGA, Firefighting System | Radio System | PS005.01
331-CMRA-6417 | Alarm Unit, No 4 Essential Generator, Deck 3, Fire Water Mist PAGA, Firefighting System | Radio System | PS005.01
013-HYAT-6151 | Accumulator, Chain Tensioning Platform, Mooring Tensioning Skidding System, Chain Tower, Stbd Fwd | Hydraulic Accumulator | 0
013-HYAT-6162 | Accumulator, Chain Tensioning Platform, Mooring Tensioning Skidding System, Chain Tower, Stbd Fwd | Hydraulic Accumulator | 0
013-HYAT-6251 | Accumulator, Chain Tensioning Platform, Mooring Tensioning Skidding System, Chain Tower, Port Fwd | Hydraulic Accumulator | 0
013-HYAT-6262 | Accumulator, Chain Tensioning Platform, Mooring Tensioning Skidding System, Chain Tower, Port Fwd | Hydraulic Accumulator | 0
013-HYAT-6351 | Accumulator, Chain Tensioning Platform, Mooring Tensioning Skidding System, Chain Tower, Stbd Aft | Hydraulic Accumulator | 0
771-HEAI-0626B | Air Cooler, Ventilation Inlet, Ventilation System, Gas Turbine, Main Gas Compressor Train B | Heat Exchanger, Air-cooled | 0
771-HEAI-0626C | Air Cooler, Ventilation Inlet, Ventilation System, Gas Turbine, Main Gas Compressor Train C | Heat Exchanger, Air-cooled | 0
771-HYAT-4301A | Accumulator, Sealing Plan, VRU Drain Pump 1st Stage, Train A | Hydraulic Accumulator | 0
771-HBEH-0672A-3 | Electric Heater, 2, Seal Gas, Main And Injection Gas Compression Package, Train B | Electric Heater | 0
331-VEBR-0190A | Bottle Rack, Water Cylinder, Main Bank, Water Mist Fire Fighting System, Power Generation Package A | Bottle Rack | 0
331-VEBR-0193A | Bottle Rack, Water Cylinder, Reserve Bank, Water Mist Fire Fighting System, Power Generation Package A | Bottle Rack | 0
331-VEBR-0193B | Bottle Rack, Water Cylinder, Reserve Bank, Water Mist Fire Fighting System, Power Generation Package B | Bottle Rack | 0
331-VEBR-0193C | Bottle Rack, Water Cylinder, Reserve Bank, Water Mist Fire Fighting System, Power Generation Package C | Bottle Rack | 0
331-VEBR-0194A | Bottle Rack, Water Cylinder, Reserve Bank, Water Mist Fire Fighting System, Power Generation Package A | Bottle Rack | 0
331-VEBR-0194B | Bottle Rack, Water Cylinder, Reserve Bank, Water Mist Fire Fighting System, Power Generation Package B | Bottle Rack | 0
331-VEBR-0194C | Bottle Rack, Water Cylinder, Reserve Bank, Water Mist Fire Fighting System, Power Generation Package C | Bottle Rack | 0
331-VEBR-0195A | Bottle Rack, Water Cylinder, Reserve Bank, Water Mist Fire Fighting System, Power Generation Package A | Bottle Rack | 0
331-VEBR-0195B | Bottle Rack, Water Cylinder, Reserve Bank, Water Mist Fire Fighting System, Power Generation Package B | Bottle Rack | 0
331-VEBR-0195C | Bottle Rack, Water Cylinder, Reserve Bank, Water Mist Fire Fighting System, Power Generation Package C | Bottle Rack | 0
331-VEBR-0195D | Bottle Rack, Water Cylinder, Reserve Bank, Water Mist Fire Fighting System, Power Generation Package D | Bottle Rack | 0
331-VEBR-0196A | Bottle Rack, Water Cylinder, Reserve Bank, Water Mist Fire Fighting System, Power Generation Package A | Bottle Rack | 0
111-HEAI-0126C | Air Cooler, Synthetic Oil System, Power Generation Package C | Heat Exchanger, Air-cooled | 0
111-HEAI-0126B | Air Cooler, Synthetic Oil System, Power Generation Package B | Heat Exchanger, Air-cooled | 0
111-HEAI-0126A | Air Cooler, Synthetic Oil System, Power Generation Package A | Heat Exchanger, Air-cooled | 0
111-VEVF-0106D-1 | Filter, Synthetic Scavenge Oil Duplex, Synthetic Oil System, Power Generation Package D | Filter, Vessel | 0
111-VEVF-0106D-2 | Filter, Synthetic Scavenge Oil Duplex, Synthetic Oil System, Power Generation Package D | Filter, Vessel | 0
771-CEDM-0950A | Demister, Working / Lube Oil Mist Eliminator, CO2 Compressor Package, Train A | Demister | 0
771-VEST-0924B | Storage Tank, Working Oil, CO2 Compressor Package Train B | Storage Tank | 0
111-VEVF-0104A-2 | Filter, Lube Oil Duplex, Synthetic Oil System, Power Generation Package A | Filter, Vessel | 0
RESCUE TRIPOD | Rescue Tripod | Rescue Harness | LS003.01.01
RESCUE WINCH | Rescue Winch | Rescue Harness | LS003.01.01
SPQ LADDER | SPQ System for Ladder | Rescue Harness | LS003.01.01
RESCUE HARNESS | Rescue Harness | Rescue Harness | LS003.01.01
333-LSRH-0001 | Safety and Rescue Harnesses | Rescue Harness | LS003.01.01
FALL ARRESTOR | Fall arrestor | Rescue Harness | LS003.01.01
GOTCHA KIT | Gotcha Kit | Rescue Harness | LS003.01.01
LIFELINE | Retracting Lifeline | Rescue Harness | LS003.01.01
108-HVSD-1629 | Shut-Off Damper, Funnel (SB) - F Deck | Control Damper | IC001.01.02
108-HVSD-1620 | Shut-Off Damper, Vent Trunk (To Cargo HPU Power Supply Room) - AFT Machinery Space Deck 1 | Control Damper | IC001.01.02
108-HVSD-1619 | Shut-Off Damper, Vent Trunk (To Cargo HPU Power Supply Room) - AFT Machinery Space Deck 1 | Control Damper | IC001.01.02
108-HVSD-1605 | Shut-Off Damper, Emergency Generator Room - A Deck | Control Damper | IC001.01.02
566-F55-MIS-0005 | GMDSS System | Satellite System | ER003.03
664-PSE-5100-1 | PSE , Accumulator 664-HYAT-5100-1, Cargo Offloading AFT | Rupture Disk | 0
664-PSE-5200-1 | PSE, Accumulator 664-HYAT-5200-1, Cargo Offloading AFT | Rupture Disk | 0
664-PSE-5100-2 | PSE, Accumulator 664-HYAT-5100-2, Cargo Offloading FWD | Rupture Disk | 0
664-PSE-5200-2 | PSE, Accumulator 664-HYAT-5200-2, Cargo Offloading FWD | Rupture Disk | 0
664-PSE-2615 | PSE, Accumulator 664-HYAT-6302, FWD Offloading Hose Reel | Rupture Disk | 0
664-PSE-2515 | PSE, Accumulator 664-HYAT-5302, AFT Offloading Hose Reel | Rupture Disk | 0
DROP-OBJECT | Dropped Object Survey | FPSO | 0
333-DREM-0903 | Electric Motor, LV, Davit SB, Liferaft, Single Arm | Motor, Electric | LS004.01
333-DREM-0904 | Electric Motor, LV, Davit PS, Liferaft, Single Arm | Motor, Electric | LS004.01
333-SEPT-0001 | Personal Transfer Basket, 6 Person Apollo | Personnel Transfer Equipment | SI005.01.03